## Sheet1
BFV-0124
Milwaukee Valve Butterfly Valve List Price
Effective Date of List Price: 01/02/2024
PriceBook Name | Discount Code | EDI Part No. | Model No. w/Options | Valve Size | LONG DESCRIPTION | 0124 List | Unit Weight | Box Qty | UPC W/CHECK DIGIT | 11 DIGIT UPC
BFV124 | 79 | ARG1-0 | ARG10 | 1 | CHAIN WHEEL OPERATOR AND GUIDE FITS HANDWHEEL DIAMETERS 4.25"- 5.75",FOR BUTTERFLY VALVES | 706.05 | 1.86 | 1 | 697988651333 | 69798865133
BFV124 | 79 | ARG1-5 | ARG15 |  | CHAIN WHEEL OPERATOR AND GUIDE FITS HANDWHEEL DIAMETERS 6.00"- 7.50",FOR BUTTERFLY VALVES | 706.05 | 2.54 | 1 | 697988552241 | 69798855224
BFV124 | 79 | ARG2-0 | ARG20 |  | CHAIN WHEEL OPERATOR AND GUIDE FITS HANDWHEEL DIAMETERS 7.75"- 9.00",FOR BUTTERFLY VALVES | 817.04 | 9.36 | 1 | 697988552258 | 69798855225
BFV124 | 79 | ARG2-5 | ARG25 |  | CHAIN WHEEL OPERATOR AND GUIDE FITS HANDWHEEL DIAMETERS 9.25"- 12.50",FOR BUTTERFLY VALVES | 990.3 | 5.76 | 1 | 697988552265 | 69798855226
BFV124 | 79 | ARG3-0 | ARG30 |  | CHAIN WHEEL OPERATOR AND GUIDE FITS HANDWHEEL DIAMETERS 12.75"-15.50",FOR BVF | 2120.86 | 18 | 1 | 697988675919 | 69798867591
BFV124 | 79 | ARG3-5 | ARG35 |  | CHAIN WHEEL OPERATOR AND GUIDE FITS HANDWHEEL 15.75"-19.0"HW | 2120.86 | 11.28 | 1 | 697988552272 | 69798855227
BFV124 | 79 | ARG4-0 | ARG40 |  | CHAIN WHEEL OPERATOR AND GUIDE FITS HANDWHEEL 16"300-18"150W | 3685.23 | 16.66 | 1 | 697988760141 | 69798876014
BFV124 | 20 | BB1-10A0- 100 | BB110A0 | 1 | BUTTERBALL BUTTERFLY VALVE,175 WOG,FULL PORT,SS STEM & DISC,EPDM SEAL,W/ACTUATOR PADS | 306.39 | 0.735 | 20 | 697988552289 | 69798855228
BFV124 | 20 | BB1-10A0- 114 | BB110A0 | 1 1/4 | BUTTERBALL BUTTERFLY VALVE,175 WOG,FULL PORT,SS STEM & DISC,EPDM SEAL,W/ACTUATOR PADS | 345.06 | 1.085 | 10 | 697988552302 | 69798855230
BFV124 | 20 | BB1-10A0- 112 | BB110A0 | 1 1/2 | BUTTERBALL BUTTERFLY VALVE,175 WOG,FULL PORT,SS STEM & DISC,EPDM SEAL,W/ACTUATOR PADS | 377.63 | 1.45 | 12 | 697988552296 | 69798855229
BFV124 | 20 | BB1-10A0- 200 | BB110A0 | 2 | BUTTERBALL BUTTERFLY VALVE,175 WOG,FULL PORT,SS STEM & DISC,EPDM SEAL,W/ACTUATOR PADS | 417.8 | 2.34 | 6 | 697988552319 | 69798855231
BFV124 | 20 | BB2-100 - 14 | BB2100 | 1/4 | BUTTERBALL BUTTERFLY VALVE,175 WOG,FULL PORT,SS STEM & DISC,VITON SEAL,THREADED | 48.06 | 0.515 | 36 | 697988118850 | 69798811885
BFV124 | 20 | BB2-100 - 38 | BB2100 | 3/8 | BUTTERBALL BUTTERFLY VALVE,175 WOG,FULL PORT,SS STEM & DISC,VITON SEAL,THREADED | 48.06 | 0.505 | 36 | 697988118874 | 69798811887
BFV124 | 20 | BB2-100 - 12 | BB2100 | 1/2 | BUTTERBALL BUTTERFLY VALVE,175 WOG,FULL PORT,SS STEM & DISC,VITON SEAL,THREADED | 48.06 | 0.54 | 36 | 697988118843 | 69798811884
BFV124 | 20 | BB2-100 - 34 | BB2100 | 3/4 | BUTTERBALL BUTTERFLY VALVE,175 WOG,FULL PORT,SS STEM & DISC,VITON SEAL,THREADED | 72.73 | 0.63 | 36 | 697988118867 | 69798811886
BFV124 | 20 | BB2-100 - 100 | BB2100 | 1 | BUTTERBALL BUTTERFLY VALVE,175 WOG,FULL PORT,SS STEM & DISC,VITON SEAL,THREADED | 92.4 | 0.805 | 24 | 697988118881 | 69798811888
BFV124 | 20 | BB2-100 - 114 | BB2100 | 1 1/4 | BUTTERBALL BUTTERFLY VALVE,175 WOG,FULL PORT,SS STEM & DISC,VITON SEAL,THREADED | 147.88 | 1.32 | 12 | 697988118904 | 69798811890
BFV124 | 20 | BB2-100 - 112 | BB2100 | 1 1/2 | BUTTERBALL BUTTERFLY VALVE,175 WOG,FULL PORT,SS STEM & DISC,VITON SEAL,THREADED | 184.89 | 1.57 | 12 | 697988118898 | 69798811889
BFV124 | 20 | BB2-100 - 200 | BB2100 | 2 | BUTTERBALL BUTTERFLY VALVE,175 WOG,FULL PORT,SS STEM & DISC,VITON SEAL,THREADED | 223.08 | 2.725 | 6 | 697988118911 | 69798811891
BFV124 | 20 | BB2-100R- 14 | BB2100R | 1/4 | BUTTERBALL BUTTERFLY VALVE,175 WOG,FULL PORT,SS STEM & DISC,VITON SEAL,THREADED,OVAL HANDLE | 75.4 | 0.599 | 1 | 697988119017 | 69798811901
BFV124 | 20 | BB2-100R- 38 | BB2100R | 3/8 | BUTTERBALL BUTTERFLY VALVE,175 WOG,FULL PORT,SS STEM & DISC,VITON SEAL,THREADED,OVAL HANDLE | 75.4 | 0.51 | 1 | 697988119031 | 69798811903
BFV124 | 20 | BB2-100R- 12 | BB2100R | 1/2 | BUTTERBALL BUTTERFLY VALVE,175 WOG,FULL PORT,SS STEM & DISC,VITON SEAL,THREADED,OVAL HANDLE | 75.4 | 0.55 | 1 | 697988119000 | 69798811900
BFV124 | 20 | BB2-100R- 34 | BB2100R | 3/4 | BUTTERBALL BUTTERFLY VALVE,175 WOG,FULL PORT,SS STEM & DISC,VITON SEAL,THREADED,OVAL HANDLE | 100.05 | 0.7 | 1 | 697988119024 | 69798811902
BFV124 | 20 | BB2-100R- 100 | BB2100R | 1 | BUTTERBALL BUTTERFLY VALVE,175 WOG,FULL PORT,SS STEM & DISC,VITON SEAL,THREADED,OVAL HANDLE | 119.74 | 0.805 | 1 | 697988119048 | 69798811904
BFV124 | 20 | BB2-100R- 114 | BB2100R | 1 1/4 | BUTTERBALL BUTTERFLY VALVE,175 WOG,FULL PORT,SS STEM & DISC,VITON SEAL,THREADED,OVAL HANDLE | 189.52 | 1.375 | 12 | 697988119062 | 69798811906
BFV124 | 20 | BB2-100R- 112 | BB2100R | 1 1/2 | BUTTERBALL BUTTERFLY VALVE,175 WOG,FULL PORT,SS STEM & DISC,VITON SEAL,THREADED,OVAL HANDLE | 226.55 | 1.7 | 12 | 697988119055 | 69798811905
BFV124 | 20 | BB2-100R- 200 | BB2100R | 2 | BUTTERBALL BUTTERFLY VALVE,175 WOG,FULL PORT,SS STEM & DISC,VITON SEAL,THREADED,OVAL HANDLE | 264.74 | 2.75 | 6 | 697988119079 | 69798811907
BFV124 | 20 | BB2-102 - 14 | BB2102 | 1/4 | BUTTERBALL BUTTERFLY VALVE,175 WOG,FULL PORT,SS STEM & DISC,VITON SEAL,THREADED,MEMORY STOP | 55.94 | 0.54 | 36 | 697988119161 | 69798811916
BFV124 | 20 | BB2-102 - 38 | BB2102 | 3/8 | BUTTERBALL BUTTERFLY VALVE,175 WOG,FULL PORT,SS STEM & DISC,VITON SEAL,THREADED,MEMORY STOP | 55.94 | 0.52 | 36 | 697988119185 | 69798811918
BFV124 | 20 | BB2-102 - 12 | BB2102 | 1/2 | BUTTERBALL BUTTERFLY VALVE,175 WOG,FULL PORT,SS STEM & DISC,VITON SEAL,THREADED,MEMORY STOP | 55.94 | 0.54 | 36 | 697988119154 | 69798811915
BFV124 | 20 | BB2-102 - 34 | BB2102 | 3/4 | BUTTERBALL BUTTERFLY VALVE,175 WOG,FULL PORT,SS STEM & DISC,VITON SEAL,THREADED,MEMORY STOP | 80.63 | 0.68 | 36 | 697988119178 | 69798811917
BFV124 | 20 | BB2-102 - 100 | BB2102 | 1 | BUTTERBALL BUTTERFLY VALVE,175 WOG,FULL PORT,SS STEM & DISC,VITON SEAL,THREADED,MEMORY STOP | 100.3 | 0.82 | 24 | 697988119192 | 69798811919
BFV124 | 20 | BB2-102 - 114 | BB2102 | 1 1/4 | BUTTERBALL BUTTERFLY VALVE,175 WOG,FULL PORT,SS STEM & DISC,VITON SEAL,THREADED,MEMORY STOP | 156.98 | 1.3 | 12 | 697988119215 | 69798811921
BFV124 | 20 | BB2-102 - 112 | BB2102 | 1 1/2 | BUTTERBALL BUTTERFLY VALVE,175 WOG,FULL PORT,SS STEM & DISC,VITON SEAL,THREADED,MEMORY STOP | 194.02 | 1.6 | 12 | 697988119208 | 69798811920
BFV124 | 20 | BB2-102 - 200 | BB2102 | 2 | BUTTERBALL BUTTERFLY VALVE,175 WOG,FULL PORT,SS STEM & DISC,VITON SEAL,THREADED,MEMORY STOP | 232.19 | 2.735 | 6 | 697988119222 | 69798811922
BFV124 | 20 | BB2-103 - 14 | BB2103 | 1/4 | BUTTERBALL BUTTERFLY VALVE,175 WOG,FULL PORT,SS STEM & DISC,VITON SEAL,THREADED,1 1/4" EXT STEM | 71.98 | 0.75 | 1 | 697988119376 | 69798811937
BFV124 | 20 | BB2-103 - 38 | BB2103 | 3/8 | BUTTERBALL BUTTERFLY VALVE,175 WOG,FULL PORT,SS STEM & DISC,VITON SEAL,THREADED,1 1/4" EXT STEM | 71.98 | 0.76 | 1 | 697988119390 | 69798811939
BFV124 | 20 | BB2-103 - 12 | BB2103 | 1/2 | BUTTERBALL BUTTERFLY VALVE,175 WOG,FULL PORT,SS STEM & DISC,VITON SEAL,THREADED,1 1/4" EXT STEM | 71.98 | 0.8 | 1 | 697988119369 | 69798811936
BFV124 | 20 | BB2-103 - 34 | BB2103 | 3/4 | BUTTERBALL BUTTERFLY VALVE,175 WOG,FULL PORT,SS STEM & DISC,VITON SEAL,THREADED,1 1/4" EXT STEM | 96.65 | 0.88 | 1 | 697988119383 | 69798811938
BFV124 | 20 | BB2-103 - 100 | BB2103 | 1 | BUTTERBALL BUTTERFLY VALVE,175 WOG,FULL PORT,SS STEM & DISC,VITON SEAL,THREADED,1 1/4" EXT STEM | 116.32 | 1.055 | 1 | 697988119406 | 69798811940
BFV124 | 20 | BB2-103 - 114 | BB2103 | 1 1/4 | BUTTERBALL BUTTERFLY VALVE,175 WOG,FULL PORT,SS STEM & DISC,VITON SEAL,THREADED,1 1/4" EXT STEM | 175.19 | 1.4 | 1 | 697988119420 | 69798811942
BFV124 | 20 | BB2-103 - 112 | BB2103 | 1 1/2 | BUTTERBALL BUTTERFLY VALVE,175 WOG,FULL PORT,SS STEM & DISC,VITON SEAL,THREADED,1 1/4" EXT STEM | 212.21 | 1.95 | 1 | 697988119413 | 69798811941
BFV124 | 20 | BB2-103 - 200 | BB2103 | 2 | BUTTERBALL BUTTERFLY VALVE,175 WOG,FULL PORT,SS STEM & DISC,VITON SEAL,THREADED,1 1/4" EXT STEM | 250.42 | 2.8 | 1 | 697988119437 | 69798811943
BFV124 | 20 | BB2-104 - 14 | BB2104 | 1/4 | BUTTERBALL BUTTERFLY VALVE,175 WOG,FULL PORT,SS STEM & DISC,VITON SEAL,THREADED,2 1/4" EXT STEM | 77.89 | 0.75 | 1 | 697988119536 | 69798811953
BFV124 | 20 | BB2-104 - 38 | BB2104 | 3/8 | BUTTERBALL BUTTERFLY VALVE,175 WOG,FULL PORT,SS STEM & DISC,VITON SEAL,THREADED,2 1/4" EXT STEM | 77.89 | 0.76 | 1 | 697988119550 | 69798811955
BFV124 | 20 | BB2-104 - 12 | BB2104 | 1/2 | BUTTERBALL BUTTERFLY VALVE,175 WOG,FULL PORT,SS STEM & DISC,VITON SEAL,THREADED,2 1/4" EXT STEM | 77.89 | 0.63 | 1 | 697988119529 | 69798811952
BFV124 | 20 | BB2-104 - 34 | BB2104 | 3/4 | BUTTERBALL BUTTERFLY VALVE,175 WOG,FULL PORT,SS STEM & DISC,VITON SEAL,THREADED,2 1/4" EXT STEM | 102.55 | 0.76 | 1 | 697988119543 | 69798811954
BFV124 | 20 | BB2-104 - 100 | BB2104 | 1 | BUTTERBALL BUTTERFLY VALVE,175 WOG,FULL PORT,SS STEM & DISC,VITON SEAL,THREADED,2 1/4" EXT STEM | 122.23 | 1.055 | 1 | 697988119567 | 69798811956
BFV124 | 20 | BB2-104 - 114 | BB2104 | 1 1/4 | BUTTERBALL BUTTERFLY VALVE,175 WOG,FULL PORT,SS STEM & DISC,VITON SEAL,THREADED,2 1/4" EXT STEM | 188.04 | 1.45 | 1 | 697988119581 | 69798811958
BFV124 | 20 | BB2-104 - 112 | BB2104 | 1 1/2 | BUTTERBALL BUTTERFLY VALVE,175 WOG,FULL PORT,SS STEM & DISC,VITON SEAL,THREADED,2 1/4" EXT STEM | 225.05 | 1.77 | 1 | 697988119574 | 69798811957
BFV124 | 20 | BB2-104 - 200 | BB2104 | 2 | BUTTERBALL BUTTERFLY VALVE,175 WOG,FULL PORT,SS STEM & DISC,VITON SEAL,THREADED,2 1/4" EXT STEM | 263.25 | 2.66 | 1 | 697988119598 | 69798811959
BFV124 | 20 | BB2-350 - 38 | BB2350 | 3/8 | BUTTERBALL BUTTERFLY VALVE,175 WOG,FULL PORT,SS STEM & DISC,VITON SEAL,SOLDER | 48.06 | 0.46 | 36 | 697988120297 | 69798812029
BFV124 | 20 | BB2-350 - 12 | BB2350 | 1/2 | BUTTERBALL BUTTERFLY VALVE,175 WOG,FULL PORT,SS STEM & DISC,VITON SEAL,SOLDER | 50.57 | 0.47 | 36 | 697988120266 | 69798812026
BFV124 | 20 | BB2-350 - 34 | BB2350 | 3/4 | BUTTERBALL BUTTERFLY VALVE,175 WOG,FULL PORT,SS STEM & DISC,VITON SEAL,SOLDER | 81.78 | 0.64 | 36 | 697988120280 | 69798812028
BFV124 | 20 | BB2-350 - 100 | BB2350 | 1 | BUTTERBALL BUTTERFLY VALVE,175 WOG,FULL PORT,SS STEM & DISC,VITON SEAL,SOLDER | 99.8 | 0.895 | 24 | 697988120303 | 69798812030
BFV124 | 20 | BB2-350 - 114 | BB2350 | 1 1/4 | BUTTERBALL BUTTERFLY VALVE,175 WOG,FULL PORT,SS STEM & DISC,VITON SEAL,SOLDER | 160.97 | 1.615 | 12 | 697988120327 | 69798812032
BFV124 | 20 | BB2-350 - 112 | BB2350 | 1 1/2 | BUTTERBALL BUTTERFLY VALVE,175 WOG,FULL PORT,SS STEM & DISC,VITON SEAL,SOLDER | 207.78 | 1.9 | 12 | 697988120310 | 69798812031
BFV124 | 20 | BB2-350 - 200 | BB2350 | 2 | BUTTERBALL BUTTERFLY VALVE,175 WOG,FULL PORT,SS STEM & DISC,VITON SEAL,SOLDER | 259.85 | 3.455 | 6 | 697988120334 | 69798812033
BFV124 | 20 | BB2-350R- 38 | BB2350R | 3/8 | BUTTERBALL BUTTERFLY VALVE,175 WOG,FULL PORT,SS STEM & DISC,VITON SEAL,SOLDER,OVAL HANDLE | 75.4 | 0.45 | 1 | 697988120372 | 69798812037
BFV124 | 20 | BB2-350R- 12 | BB2350R | 1/2 | BUTTERBALL BUTTERFLY VALVE,175 WOG,FULL PORT,SS STEM & DISC,VITON SEAL,SOLDER,OVAL HANDLE | 77.91 | 0.45 | 1 | 697988120341 | 69798812034
BFV124 | 20 | BB2-350R- 34 | BB2350R | 3/4 | BUTTERBALL BUTTERFLY VALVE,175 WOG,FULL PORT,SS STEM & DISC,VITON SEAL,SOLDER,OVAL HANDLE | 109.11 | 0.65 | 1 | 697988120365 | 69798812036
BFV124 | 20 | BB2-350R- 100 | BB2350R | 1 | BUTTERBALL BUTTERFLY VALVE,175 WOG,FULL PORT,SS STEM & DISC,VITON SEAL,SOLDER,OVAL HANDLE | 127.14 | 1 | 1 | 697988120389 | 69798812038
BFV124 | 20 | BB2-350R- 114 | BB2350R | 1 1/4 | BUTTERBALL BUTTERFLY VALVE,175 WOG,FULL PORT,SS STEM & DISC,VITON SEAL,SOLDER,OVAL HANDLE | 202.63 | 1.55 | 1 | 697988120402 | 69798812040
BFV124 | 20 | BB2-350R- 112 | BB2350R | 1 1/2 | BUTTERBALL BUTTERFLY VALVE,175 WOG,FULL PORT,SS STEM & DISC,VITON SEAL,SOLDER,OVAL HANDLE | 249.43 | 1.9 | 1 | 697988120396 | 69798812039
BFV124 | 20 | BB2-350R- 200 | BB2350R | 2 | BUTTERBALL BUTTERFLY VALVE,175 WOG,FULL PORT,SS STEM & DISC,VITON SEAL,SOLDER,OVAL HANDLE | 301.52 | 3.455 | 1 | 697988120419 | 69798812041
BFV124 | 20 | BB2-352 - 38 | BB2352 | 3/8 | BUTTERBALL BUTTERFLY VALVE,175 WOG,FULL PORT,SS STEM & DISC,VITON SEAL,SOLDER,MEMORY STOP | 55.94 | 0.48 | 36 | 697988120518 | 69798812051
BFV124 | 20 | BB2-352 - 12 | BB2352 | 1/2 | BUTTERBALL BUTTERFLY VALVE,175 WOG,FULL PORT,SS STEM & DISC,VITON SEAL,SOLDER,MEMORY STOP | 58.45 | 0.48 | 36 | 697988120488 | 69798812048
BFV124 | 20 | BB2-352 - 34 | BB2352 | 3/4 | BUTTERBALL BUTTERFLY VALVE,175 WOG,FULL PORT,SS STEM & DISC,VITON SEAL,SOLDER,MEMORY STOP | 89.68 | 0.62 | 36 | 697988120501 | 69798812050
BFV124 | 20 | BB2-352 - 100 | BB2352 | 1 | BUTTERBALL BUTTERFLY VALVE,175 WOG,FULL PORT,SS STEM & DISC,VITON SEAL,SOLDER,MEMORY STOP | 107.72 | 0.91 | 24 | 697988120525 | 69798812052
BFV124 | 20 | BB2-352 - 114 | BB2352 | 1 1/4 | BUTTERBALL BUTTERFLY VALVE,175 WOG,FULL PORT,SS STEM & DISC,VITON SEAL,SOLDER,MEMORY STOP | 170.11 | 1.58 | 12 | 697988120549 | 69798812054
BFV124 | 20 | BB2-352 - 112 | BB2352 | 1 1/2 | BUTTERBALL BUTTERFLY VALVE,175 WOG,FULL PORT,SS STEM & DISC,VITON SEAL,SOLDER,MEMORY STOP | 216.91 | 1.94 | 12 | 697988120532 | 69798812053
BFV124 | 20 | BB2-352 - 200 | BB2352 | 2 | BUTTERBALL BUTTERFLY VALVE,175 WOG,FULL PORT,SS STEM & DISC,VITON SEAL,SOLDER,MEMORY STOP | 268.95 | 3.405 | 6 | 697988120556 | 69798812055
BFV124 | 20 | BB2-353 - 38 | BB2353 | 3/8 | BUTTERBALL BUTTERFLY VALVE,175 WOG,FULL PORT,SS STEM & DISC,VITON SEAL,SOLDER,1 1/4" EXT STEM | 71.98 | 0.46 | 1 | 697988120686 | 69798812068
BFV124 | 20 | BB2-353 - 12 | BB2353 | 1/2 | BUTTERBALL BUTTERFLY VALVE,175 WOG,FULL PORT,SS STEM & DISC,VITON SEAL,SOLDER,1 1/4" EXT STEM | 74.5 | 0.46 | 1 | 697988120655 | 69798812065
BFV124 | 20 | BB2-353 - 34 | BB2353 | 3/4 | BUTTERBALL BUTTERFLY VALVE,175 WOG,FULL PORT,SS STEM & DISC,VITON SEAL,SOLDER,1 1/4" EXT STEM | 105.69 | 0.73 | 1 | 697988120679 | 69798812067
BFV124 | 20 | BB2-353 - 100 | BB2353 | 1 | BUTTERBALL BUTTERFLY VALVE,175 WOG,FULL PORT,SS STEM & DISC,VITON SEAL,SOLDER,1 1/4" EXT STEM | 123.72 | 0.9 | 1 | 697988120693 | 69798812069
BFV124 | 20 | BB2-353 - 114 | BB2353 | 1 1/4 | BUTTERBALL BUTTERFLY VALVE,175 WOG,FULL PORT,SS STEM & DISC,VITON SEAL,SOLDER,1 1/4" EXT STEM | 188.29 | 1.65 | 1 | 697988120716 | 69798812071
BFV124 | 20 | BB2-353 - 112 | BB2353 | 1 1/2 | BUTTERBALL BUTTERFLY VALVE,175 WOG,FULL PORT,SS STEM & DISC,VITON SEAL,SOLDER,1 1/4" EXT STEM | 235.09 | 2 | 1 | 697988120709 | 69798812070
BFV124 | 20 | BB2-353 - 200 | BB2353 | 2 | BUTTERBALL BUTTERFLY VALVE,175 WOG,FULL PORT,SS STEM & DISC,VITON SEAL,SOLDER,1 1/4" EXT STEM | 287.18 | 3.55 | 1 | 697988120723 | 69798812072
BFV124 | 20 | BB2-354 - 38 | BB2354 | 3/8 | BUTTERBALL BUTTERFLY VALVE,175 WOG,FULL PORT,SS STEM & DISC,VITON SEAL,SOLDER,2 1/4" EXT STEM | 77.89 | 0.55 | 1 | 697988120846 | 69798812084
BFV124 | 20 | BB2-354 - 12 | BB2354 | 1/2 | BUTTERBALL BUTTERFLY VALVE,175 WOG,FULL PORT,SS STEM & DISC,VITON SEAL,SOLDER,2 1/4" EXT STEM | 80.42 | 0.56 | 1 | 697988120815 | 69798812081
BFV124 | 20 | BB2-354 - 34 | BB2354 | 3/4 | BUTTERBALL BUTTERFLY VALVE,175 WOG,FULL PORT,SS STEM & DISC,VITON SEAL,SOLDER,2 1/4" EXT STEM | 111.61 | 0.66 | 1 | 697988120839 | 69798812083
BFV124 | 20 | BB2-354 - 100 | BB2354 | 1 | BUTTERBALL BUTTERFLY VALVE,175 WOG,FULL PORT,SS STEM & DISC,VITON SEAL,SOLDER,2 1/4" EXT STEM | 129.64 | 1 | 1 | 697988120853 | 69798812085
BFV124 | 20 | BB2-354 - 114 | BB2354 | 1 1/4 | BUTTERBALL BUTTERFLY VALVE,175 WOG,FULL PORT,SS STEM & DISC,VITON SEAL,SOLDER,2 1/4" EXT STEM | 201.15 | 1.65 | 1 | 697988120877 | 69798812087
BFV124 | 20 | BB2-354 - 112 | BB2354 | 1 1/2 | BUTTERBALL BUTTERFLY VALVE,175 WOG,FULL PORT,SS STEM & DISC,VITON SEAL,SOLDER,2 1/4" EXT STEM | 247.96 | 2 | 1 | 697988120860 | 69798812086
BFV124 | 20 | BB2-354 - 200 | BB2354 | 2 | BUTTERBALL BUTTERFLY VALVE,175 WOG,FULL PORT,SS STEM & DISC,VITON SEAL,SOLDER,2 1/4" EXT STEM | 300.01 | 3.56 | 1 | 697988120884 | 69798812088
BFV124 | 21 | BB2FSULKF-940 | BB2FSULKF |  | KIT,FLO-SET,UL | 31.32 | 0.15 | 1 | 697988552326 | 69798855232
BFV124 | 21 | BB2FSULKJ-940 | BB2FSULKJ |  | KIT,FLO-SET,UL | 38.96 | 0.2 | 1 | 697988552333 | 69798855233
BFV124 | 20 | BB2FS100- 14 | BB2FS100 | 1/4 | BUTTERBALL BUTTERFLY VALVE,175 WOG,FULL PORT,SS STEM & DISC,VITON SEAL,THREADED,CALIBRATED MEM STOP | 79.4 | 0.535 | 36 | 697988121423 | 69798812142
BFV124 | 20 | BB2FS100- 38 | BB2FS100 | 3/8 | BUTTERBALL BUTTERFLY VALVE,175 WOG,FULL PORT,SS STEM & DISC,VITON SEAL,THREADED,CALIBRATED MEM STOP | 79.4 | 0.54 | 36 | 697988121447 | 69798812144
BFV124 | 20 | BB2FS100- 12 | BB2FS100 | 1/2 | BUTTERBALL BUTTERFLY VALVE,175 WOG,FULL PORT,SS STEM & DISC,VITON SEAL,THREADED,CALIBRATED MEM STOP | 79.4 | 0.56 | 36 | 697988121416 | 69798812141
BFV124 | 20 | BB2FS100- 34 | BB2FS100 | 3/4 | BUTTERBALL BUTTERFLY VALVE,175 WOG,FULL PORT,SS STEM & DISC,VITON SEAL,THREADED,CALIBRATED MEM STOP | 104.06 | 0.665 | 36 | 697988121430 | 69798812143
BFV124 | 20 | BB2FS100- 100 | BB2FS100 | 1 | BUTTERBALL BUTTERFLY VALVE,175 WOG,FULL PORT,SS STEM & DISC,VITON SEAL,THREADED,CALIBRATED MEM STOP | 123.73 | 0.82 | 24 | 697988121454 | 69798812145
BFV124 | 20 | BB2FS100- 114 | BB2FS100 | 1 1/4 | BUTTERBALL BUTTERFLY VALVE,175 WOG,FULL PORT,SS STEM & DISC,VITON SEAL,THREADED,CALIBRATED MEM STOP | 186.82 | 1.295 | 12 | 697988121478 | 69798812147
BFV124 | 20 | BB2FS100- 112 | BB2FS100 | 1 1/2 | BUTTERBALL BUTTERFLY VALVE,175 WOG,FULL PORT,SS STEM & DISC,VITON SEAL,THREADED,CALIBRATED MEM STOP | 223.84 | 1.555 | 12 | 697988121461 | 69798812146
BFV124 | 20 | BB2FS100- 200 | BB2FS100 | 2 | BUTTERBALL BUTTERFLY VALVE,175 WOG,FULL PORT,SS STEM & DISC,VITON SEAL,THREADED,CALIBRATED MEM STOP | 262.05 | 2.73 | 6 | 697988121485 | 69798812148
BFV124 | 20 | BB2FS350- 38 | BB2FS350 | 3/8 | BUTTERBALL BUTTERFLY VALVE,175 WOG,FULL PORT,SS STEM & DISC,VITON SEAL,SOLDER,CALIBRATED MEM STOP | 79.4 | 0.48 | 1 | 697988121690 | 69798812169
BFV124 | 20 | BB2FS350- 12 | BB2FS350 | 1/2 | BUTTERBALL BUTTERFLY VALVE,175 WOG,FULL PORT,SS STEM & DISC,VITON SEAL,SOLDER,CALIBRATED MEM STOP | 81.91 | 0.5 | 36 | 697988121669 | 69798812166
BFV124 | 20 | BB2FS350- 34 | BB2FS350 | 3/4 | BUTTERBALL BUTTERFLY VALVE,175 WOG,FULL PORT,SS STEM & DISC,VITON SEAL,SOLDER,CALIBRATED MEM STOP | 113.13 | 0.66 | 36 | 697988121683 | 69798812168
BFV124 | 20 | BB2FS350- 100 | BB2FS350 | 1 | BUTTERBALL BUTTERFLY VALVE,175 WOG,FULL PORT,SS STEM & DISC,VITON SEAL,SOLDER,CALIBRATED MEM STOP | 131.16 | 0.925 | 12 | 697988121706 | 69798812170
BFV124 | 20 | BB2FS350- 114 | BB2FS350 | 1 1/4 | BUTTERBALL BUTTERFLY VALVE,175 WOG,FULL PORT,SS STEM & DISC,VITON SEAL,SOLDER,CALIBRATED MEM STOP | 199.94 | 1.56 | 1 | 697988121720 | 69798812172
BFV124 | 20 | BB2FS350- 112 | BB2FS350 | 1 1/2 | BUTTERBALL BUTTERFLY VALVE,175 WOG,FULL PORT,SS STEM & DISC,VITON SEAL,SOLDER,CALIBRATED MEM STOP | 246.75 | 1.88 | 12 | 697988121713 | 69798812171
BFV124 | 20 | BB2FS350- 200 | BB2FS350 | 2 | BUTTERBALL BUTTERFLY VALVE,175 WOG,FULL PORT,SS STEM & DISC,VITON SEAL,SOLDER,CALIBRATED MEM STOP | 298.8 | 3.4 | 1 | 697988121737 | 69798812173
BFV124 | 73 | CL223E D 2 | CL223E | 2 | LOW-LEAD CERTIFIED BUTTERFLY VALVE,LUG,LEVER,CI BODY,ALMN/BRNZ DISC,200 WOG,EPDM LINER,DDE,NSF-61 | 556.34 | 9.56 | 1 | 697988603479 | 69798860347
BFV124 | 73 | CL223E D 3 | CL223E | 3 | LOW-LEAD CERTIFIED BUTTERFLY VALVE,LUG,LEVER,CI BODY,ALMN/BRNZ DISC,200 WOG,EPDM LINER,DDE,NSF-61 | 596.11 | 11.48 | 1 | 697988603486 | 69798860348
BFV124 | 73 | CL223E D 4 | CL223E | 4 | LOW-LEAD CERTIFIED BUTTERFLY VALVE,LUG,LEVER,CI BODY,ALMN/BRNZ DISC,200 WOG,EPDM LINER,DDE,NSF-61 | 789.91 | 17.7 | 1 | 697988603493 | 69798860349
BFV124 | 73 | CL223E D 5 | CL223E | 5 | LOW-LEAD CERTIFIED BUTTERFLY VALVE,LUG,LEVER,CI BODY,ALMN/BRNZ DISC,200 WOG,EPDM LINER,DDE,NSF-61 | 1177.45 | 21.8 | 1 | 697988603509 | 69798860350
BFV124 | 73 | CL223E D 6 | CL223E | 6 | LOW-LEAD CERTIFIED BUTTERFLY VALVE,LUG,LEVER,CI BODY,ALMN/BRNZ DISC,200 WOG,EPDM LINER,DDE,NSF-61 | 1276.78 | 26.12 | 1 | 697988603516 | 69798860351
BFV124 | 73 | CL223E D 8 | CL223E | 8 | LOW-LEAD CERTIFIED BUTTERFLY VALVE,LUG,LEVER,CI BODY,ALMN/BRNZ DISC,200 WOG,EPDM LINER,DDE,NSF-61 | 1917.63 | 43.42 | 1 | 697988603530 | 69798860353
BFV124 | 73 | CL223E D10 | CL223E | 10 | LOW-LEAD CERTIFIED BUTTERFLY VALVE,LUG,LEVER,CI BODY,ALMN/BRNZ DISC,200 WOG,EPDM LINER,DDE,NSF-61 | 2583.24 | 67.92 | 1 | 697988603547 | 69798860354
BFV124 | 73 | CL223E D12 | CL223E | 12 | LOW-LEAD CERTIFIED BUTTERFLY VALVE,LUG,LEVER,CI BODY,ALMN/BRNZ DISC,200 WOG,EPDM LINER,DDE,NSF-61 | 3795.47 | 97.22 | 1 | 697988603554 | 69798860355
BFV124 | 73 | CL223E D212 | CL223E | 2 1/2 | LOW-LEAD CERTIFIED BUTTERFLY VALVE,LUG,LEVER,CI BODY,ALMN/BRNZ DISC,200 WOG,EPDM LINER,DDE,NSF-61 | 556.34 | 10.96 | 1 | 697988603578 | 69798860357
BFV124 | 73 | CL323E D 2 | CL323E | 2 | LOW-LEAD CERTIFIED BUTTERFLY VALVE,LUG,GEAR,CI BODY,ALMN/BRNZ DISC,200 WOG,EPDM LINER,DDE,NSF-61 | 1122.79 | 17.46 | 1 | 697988603608 | 69798860360
BFV124 | 73 | CL323E D 3 | CL323E | 3 | LOW-LEAD CERTIFIED BUTTERFLY VALVE,LUG,GEAR,CI BODY,ALMN/BRNZ DISC,200 WOG,EPDM LINER,DDE,NSF-61 | 1162.13 | 16.7 | 1 | 697988603615 | 69798860361
BFV124 | 73 | CL323E D 4 | CL323E | 4 | LOW-LEAD CERTIFIED BUTTERFLY VALVE,LUG,GEAR,CI BODY,ALMN/BRNZ DISC,200 WOG,EPDM LINER,DDE,NSF-61 | 1370.91 | 25.64 | 1 | 697988603639 | 69798860363
BFV124 | 73 | CL323E D 5 | CL323E | 5 | LOW-LEAD CERTIFIED BUTTERFLY VALVE,LUG,GEAR,CI BODY,ALMN/BRNZ DISC,200 WOG,EPDM LINER,DDE,NSF-61 | 1741.2 | 29.04 | 1 | 697988603646 | 69798860364
BFV124 | 73 | CL323E D 6 | CL323E | 6 | LOW-LEAD CERTIFIED BUTTERFLY VALVE,LUG,GEAR,CI BODY,ALMN/BRNZ DISC,200 WOG,EPDM LINER,DDE,NSF-61 | 1853.08 | 33.16 | 1 | 697988603660 | 69798860366
BFV124 | 73 | CL323E D 8 | CL323E | 8 | LOW-LEAD CERTIFIED BUTTERFLY VALVE,LUG,GEAR,CI BODY,ALMN/BRNZ DISC,200 WOG,EPDM LINER,DDE,NSF-61 | 2603.19 | 60.1 | 1 | 697988603677 | 69798860367
BFV124 | 73 | CL323E D10 | CL323E | 10 | LOW-LEAD CERTIFIED BUTTERFLY VALVE,LUG,GEAR,CI BODY,ALMN/BRNZ DISC,200 WOG,EPDM LINER,DDE,NSF-61 | 3258.9 | 82.22 | 1 | 697988603691 | 69798860369
BFV124 | 73 | CL323E D12 | CL323E | 12 | LOW-LEAD CERTIFIED BUTTERFLY VALVE,LUG,GEAR,CI BODY,ALMN/BRNZ DISC,200 WOG,EPDM LINER,DDE,NSF-61 | 4466.09 | 109.68 | 1 | 697988603714 | 69798860371
BFV124 | 73 | CL323E C14 | CL323E | 14 | LOW-LEAD CERTIFIED BUTTERFLY VALVE,LUG,GEAR,CI BODY,ALMN/BRNZ DISC,200 WOG,EPDM LINER,NSF-61 | 6512.84 | 181 | 1 | 697988511880 | 69798851188
BFV124 | 73 | CL323E C16 | CL323E | 16 | LOW-LEAD CERTIFIED BUTTERFLY VALVE,LUG,GEAR,CI BODY,ALMN/BRNZ DISC,200 WOG,EPDM LINER,NSF-61 | 9533.27 | 247 | 1 | 697988511897 | 69798851189
BFV124 | 73 | CL323E C18 | CL323E | 18 | LOW-LEAD CERTIFIED BUTTERFLY VALVE,LUG,GEAR,CI BODY,ALMN/BRNZ DISC,200 WOG,EPDM LINER,NSF-61 | 11798.64 | 334 | 1 | 697988511903 | 69798851190
BFV124 | 73 | CL323E C20 | CL323E | 20 | LOW-LEAD CERTIFIED BUTTERFLY VALVE,LUG,GEAR,CI BODY,ALMN/BRNZ DISC,200 WOG,EPDM LINER,NSF-61 | 15007.85 | 420 | 1 | 697988511910 | 69798851191
BFV124 | 73 | CL323E C24 | CL323E | 24 | LOW-LEAD CERTIFIED BUTTERFLY VALVE,LUG,GEAR,CI BODY,ALMN/BRNZ DISC,200 WOG,EPDM LINER,NSF-61 | 26900.88 | 700 | 1 | 697988511927 | 69798851192
BFV124 | 73 | CL323E D212 | CL323E | 2 1/2 | LOW-LEAD CERTIFIED BUTTERFLY VALVE,LUG,GEAR,CI BODY,ALMN/BRNZ DISC,200 WOG,EPDM LINER,DDE,NSF-61 | 1122.79 | 18.88 | 1 | 697988603738 | 69798860373
BFV124 | 73 | CW223E C 2 | CW223E | 2 | BUTTERFLY VALVE,WAFER,LEVER HANDLE,CI BODY,ALMN/BRNZ DISC,200 WOG,EPDM LINER | 531.54 | 8.56 | 1 | 697988397934 | 69798839793
BFV124 | 73 | CW223E C 3 | CW223E | 3 | BUTTERFLY VALVE,WAFER,LEVER HANDLE,CI BODY,ALMN/BRNZ DISC,200 WOG,EPDM LINER | 551.45 | 10.18 | 1 | 697988397958 | 69798839795
BFV124 | 73 | CW223E C 4 | CW223E | 4 | BUTTERFLY VALVE,WAFER,LEVER HANDLE,CI BODY,ALMN/BRNZ DISC,200 WOG,EPDM LINER | 690.57 | 13.3 | 1 | 697988397965 | 69798839796
BFV124 | 73 | CW223E C 5 | CW223E | 5 | BUTTERFLY VALVE,WAFER,LEVER HANDLE,CI BODY,ALMN/BRNZ DISC,200 WOG,EPDM LINER | 1003.52 | 16.42 | 1 | 697988397972 | 69798839797
BFV124 | 73 | CW223E C 6 | CW223E | 6 | BUTTERFLY VALVE,WAFER,LEVER HANDLE,CI BODY,ALMN/BRNZ DISC,200 WOG,EPDM LINER | 1187.27 | 19.94 | 1 | 697988397989 | 69798839798
BFV124 | 73 | CW223E C 8 | CW223E | 8 | BUTTERFLY VALVE,WAFER,LEVER HANDLE,CI BODY,ALMN/BRNZ DISC,200 WOG,EPDM LINER | 1788.44 | 35.44 | 1 | 697988397996 | 69798839799
BFV124 | 73 | CW223E C10 | CW223E | 10 | BUTTERFLY VALVE,WAFER,LEVER HANDLE,CI BODY,ALMN/BRNZ DISC,200 WOG,EPDM LINER | 2384.64 | 52.42 | 1 | 697988398009 | 69798839800
BFV124 | 73 | CW223E C12 | CW223E | 12 | BUTTERFLY VALVE,WAFER,LEVER HANDLE,CI BODY,ALMN/BRNZ DISC,200 WOG,EPDM LINER | 3596.71 | 75.36 | 1 | 697988398016 | 69798839801
BFV124 | 73 | CW223E C212 | CW223E | 2 1/2 | BUTTERFLY VALVE,WAFER,LEVER HANDLE,CI BODY,ALMN/BRNZ DISC,200 WOG,EPDM LINER | 531.54 | 9.58 | 1 | 697988397941 | 69798839794
BFV124 | 73 | CW323E C 2 | CW323E | 2 | BUTTERFLY VALVE,WAFER,GEAR OPERATOR,CI BODY,ALMN/BRNZ DISC,200 WOG,EPDM LINER | 1106.96 | 8.6 | 1 | 697988398115 | 69798839811
BFV124 | 73 | CW323E C 3 | CW323E | 3 | BUTTERFLY VALVE,WAFER,GEAR OPERATOR,CI BODY,ALMN/BRNZ DISC,200 WOG,EPDM LINER | 1122.79 | 18.3 | 1 | 697988398139 | 69798839813
BFV124 | 73 | CW323E C 4 | CW323E | 4 | BUTTERFLY VALVE,WAFER,GEAR OPERATOR,CI BODY,ALMN/BRNZ DISC,200 WOG,EPDM LINER | 1303.95 | 20.9 | 1 | 697988398146 | 69798839814
BFV124 | 73 | CW323E C 5 | CW323E | 5 | BUTTERFLY VALVE,WAFER,GEAR OPERATOR,CI BODY,ALMN/BRNZ DISC,200 WOG,EPDM LINER | 1575.78 | 24.18 | 1 | 697988398153 | 69798839815
BFV124 | 73 | CW323E C 6 | CW323E | 6 | BUTTERFLY VALVE,WAFER,GEAR OPERATOR,CI BODY,ALMN/BRNZ DISC,200 WOG,EPDM LINER | 1763.57 | 27.28 | 1 | 697988398160 | 69798839816
BFV124 | 73 | CW323E C 8 | CW323E | 8 | BUTTERFLY VALVE,WAFER,GEAR OPERATOR,CI BODY,ALMN/BRNZ DISC,200 WOG,EPDM LINER | 2478.92 | 51.88 | 1 | 697988398177 | 69798839817
BFV124 | 73 | CW323E C10 | CW323E | 10 | BUTTERFLY VALVE,WAFER,GEAR OPERATOR,CI BODY,ALMN/BRNZ DISC,200 WOG,EPDM LINER | 3060.18 | 67 | 1 | 697988398184 | 69798839818
BFV124 | 73 | CW323E C12 | CW323E | 12 | BUTTERFLY VALVE,WAFER,GEAR OPERATOR,CI BODY,ALMN/BRNZ DISC,200 WOG,EPDM LINER | 4267.36 | 90.48 | 1 | 697988398191 | 69798839819
BFV124 | 73 | CW323E C14 | CW323E | 14 | BUTTERFLY VALVE,WAFER,GEAR OPERATOR,CI BODY,ALMN/BRNZ DISC,150 WOG,EPDM LINER | 6465.61 | 157.18 | 1 | 697988549630 | 69798854963
BFV124 | 73 | CW323E C16 | CW323E | 16 | BUTTERFLY VALVE,WAFER,GEAR OPERATOR,CI BODY,ALMN/BRNZ DISC,150 WOG,EPDM LINER | 9486.05 | 230 | 1 | 697988549661 | 69798854966
BFV124 | 73 | CW323E C18 | CW323E | 18 | BUTTERFLY VALVE,WAFER,GEAR OPERATOR,CI BODY,ALMN/BRNZ DISC,150 WOG,EPDM LINER | 11751.44 | 300 | 1 | 697988549692 | 69798854969
BFV124 | 73 | CW323E C20 | CW323E | 20 | BUTTERFLY VALVE,WAFER,GEAR OPERATOR,CI BODY,ALMN/BRNZ DISC,150 WOG,EPDM LINER | 14866.24 | 350 | 1 | 697988549722 | 69798854972
BFV124 | 73 | CW323E C24 | CW323E | 24 | BUTTERFLY VALVE,WAFER,GEAR OPERATOR,CI BODY,ALMN/BRNZ DISC,150 WOG,EPDM LINER | 23078.14 | 640 | 1 | 697988549753 | 69798854975
BFV124 | 73 | CW323E C212 | CW323E | 2 1/2 | BUTTERFLY VALVE,WAFER,GEAR OPERATOR,CI BODY,ALMN/BRNZ DISC,200 WOG,EPDM LINER | 1106.96 | 17.48 | 1 | 697988398122 | 69798839812
BFV124 | 76 | HL132VS A16 | HL132VS | 16 | BUTTERFLY VALVE,LUG,BARE STEM,DI BODY,NICKEL PLTD DI DISC,200 WOG,VITON LINER,316 SS STEM | 13890.68 | 237 | 1 | 697988544086 | 69798854408
BFV124 | 76 | HL133V A16 | HL133V | 16 | BUTTERFLY VALVE,LUG,BARE STEM,DI BODY,ALMN/BRNZ DISC,200 WOG,VITON LINER | 13731.76 | 237 | 1 | 697988670402 | 69798867040
BFV124 | 76 | HL134B AWJ | HL134B | 12 | BUTTERFLY VALVE,LUG,BARE STEM,DI BODY,SS DISC,250 WOG,BUNA LINER | 6501.89 | 105 | 1 | 697988607385 | 69798860738
BFV124 | 76 | HL134B A16 | HL134B | 16 | BUTTERFLY VALVE,LUG,BARE STEM,DI BODY,SS DISC,200 WOG,BUNA LINER | 9379.96 | 237 | 1 | 697988526112 | 69798852611
BFV124 | 76 | HL134B A20 | HL134B | 20 | BUTTERFLY VALVE,LUG,BARE STEM,DI BODY,SS DISC,200 WOG,BUNA LINER | 16884.29 | 376 | 1 | 697988524408 | 69798852440
BFV124 | 76 | HL134E-A A N | HL134EA | 4 | BUTTERFLY VALVE,LUG,BARE STEM,DI BODY,SS DISC,250 WOG,EPDM LINER,EPOXY COATED BODY | 1598.52 | 15.9 | 1 | 697988651890 | 69798865189
BFV124 | 76 | HL134E-A A U | HL134EA | 8 | BUTTERFLY VALVE,LUG,BARE STEM,DI BODY,SS DISC,250 WOG,EPDM LINER,EPOXY COATED BODY | 3505.63 | 39.1 | 1 | 697988651906 | 69798865190
BFV124 | 76 | HL134E-A A W | HL134EA | 10 | BUTTERFLY VALVE,LUG,BARE STEM,DI BODY,SS DISC,250 WOG,EPDM LINER,EPOXY COATED BODY | 5436.13 | 63.99 | 1 | 697988651913 | 69798865191
BFV124 | 76 | HL134E-A AWJ | HL134EA | 12 | BUTTERFLY VALVE,LUG,BARE STEM,DI BODY,SS DISC,250 WOG,EPDM LINER,EPOXY COATED BODY | 7375.92 | 90 | 1 | 697988651920 | 69798865192
BFV124 | 76 | HL134V-A A14 | HL134VA | 14 | BUTTERFLY VALVE,LUG,BARE STEM,DI BODY,SS DISC,200 WOG,VITON LINER,EPOXY COATED BODY | 12036.43 | 175 | 1 | 697988669147 | 69798866914
BFV124 | 76 | HL232B A J | HL232B | 2 | BUTTERFLY VALVE,LUG,LEVER HANDLE,DI BODY,NICKEL PLTD DI DISC,250 WOG,BUNA LINER | 677.7 | 8.852 | 1 | 697988626973 | 69798862697
BFV124 | 76 | HL232B A K | HL232B | 2 1/2 | BUTTERFLY VALVE,LUG,LEVER HANDLE,DI BODY,NICKEL PLTD DI DISC,250 WOG,BUNA LINER | 677.7 | 10.478 | 1 | 697988128897 | 69798812889
BFV124 | 76 | HL232B A L | HL232B | 3 | BUTTERFLY VALVE,LUG,LEVER HANDLE,DI BODY,NICKEL PLTD DI DISC,250 WOG,BUNA LINER | 761.91 | 11.18 | 1 | 697988128903 | 69798812890
BFV124 | 76 | HL232B A N | HL232B | 4 | BUTTERFLY VALVE,LUG,LEVER HANDLE,DI BODY,NICKEL PLTD DI DISC,250 WOG,BUNA LINER | 948.89 | 17.866 | 1 | 697988128910 | 69798812891
BFV124 | 76 | HL232B A R | HL232B | 5 | BUTTERFLY VALVE,LUG,LEVER HANDLE,DI BODY,NICKEL PLTD DI DISC,250 WOG,BUNA LINER | 1276.07 | 21.174 | 1 | 697988128927 | 69798812892
BFV124 | 76 | HL232B A S | HL232B | 6 | BUTTERFLY VALVE,LUG,LEVER HANDLE,DI BODY,NICKEL PLTD DI DISC,250 WOG,BUNA LINER | 1533.22 | 25.894 | 1 | 697988128934 | 69798812893
BFV124 | 76 | HL232B A U | HL232B | 8 | BUTTERFLY VALVE,LUG,LEVER HANDLE,DI BODY,NICKEL PLTD DI DISC,250 WOG,BUNA LINER | 2033.36 | 41.198 | 1 | 697988128941 | 69798812894
BFV124 | 76 | HL232B A W | HL232B | 10 | BUTTERFLY VALVE,LUG,LEVER HANDLE,DI BODY,NICKEL PLTD DI DISC,250 WOG,BUNA LINER | 2799.89 | 76 | 1 | 697988128958 | 69798812895
BFV124 | 76 | HL232BS A L | HL232BS | 3 | BUTTERFLY VALVE,LUG,LEVER HANDLE,DI BODY,NICKEL PLTD DI DISC,250 WOG,BUNA LINER,316 SS STEM | 860.08 | 13 | 1 | 697988348547 | 69798834854
BFV124 | 76 | HL232BS A N | HL232BS | 4 | BUTTERFLY VALVE,LUG,LEVER HANDLE,DI BODY,NICKEL PLTD DI DISC,250 WOG,BUNA LINER,316 SS STEM | 1065.72 | 20 | 1 | 697988348554 | 69798834855
BFV124 | 76 | HL232BS A S | HL232BS | 6 | BUTTERFLY VALVE,LUG,LEVER HANDLE,DI BODY,NICKEL PLTD DI DISC,250 WOG,BUNA LINER,316 SS STEM | 1692.16 | 28 | 1 | 697988348561 | 69798834856
BFV124 | 76 | HL232E A J | HL232E | 2 | BUTTERFLY VALVE,LUG,LEVER HANDLE,DI BODY,NICKEL PLTD DI DISC,250 WOG,EPDM LINER | 677.7 | 11 | 1 | 697988128965 | 69798812896
BFV124 | 76 | HL232E A K | HL232E | 2 1/2 | BUTTERFLY VALVE,LUG,LEVER HANDLE,DI BODY,NICKEL PLTD DI DISC,250 WOG,EPDM LINER | 677.7 | 11.55 | 1 | 697988128972 | 69798812897
BFV124 | 76 | HL232E A L | HL232E | 3 | BUTTERFLY VALVE,LUG,LEVER HANDLE,DI BODY,NICKEL PLTD DI DISC,250 WOG,EPDM LINER | 761.91 | 12.3 | 1 | 697988128989 | 69798812898
BFV124 | 76 | HL232E A N | HL232E | 4 | BUTTERFLY VALVE,LUG,LEVER HANDLE,DI BODY,NICKEL PLTD DI DISC,250 WOG,EPDM LINER | 948.89 | 17.84 | 1 | 697988128996 | 69798812899
BFV124 | 76 | HL232E A R | HL232E | 5 | BUTTERFLY VALVE,LUG,LEVER HANDLE,DI BODY,NICKEL PLTD DI DISC,250 WOG,EPDM LINER | 1276.07 | 20.97 | 1 | 697988129009 | 69798812900
BFV124 | 76 | HL232E A S | HL232E | 6 | BUTTERFLY VALVE,LUG,LEVER HANDLE,DI BODY,NICKEL PLTD DI DISC,250 WOG,EPDM LINER | 1533.22 | 26.3 | 1 | 697988129016 | 69798812901
BFV124 | 76 | HL232E A U | HL232E | 8 | BUTTERFLY VALVE,LUG,LEVER HANDLE,DI BODY,NICKEL PLTD DI DISC,250 WOG,EPDM LINER | 2033.36 | 43.54 | 1 | 697988607996 | 69798860799
BFV124 | 76 | HL232E-A A N | HL232EA | 4 | BUTTERFLY VALVE,LUG,LEVER HANDLE,DI BODY,NICKEL PLTD DI DISC,250 WOG,EPDM LINER,EPOXY COATED BODY | 1304.09 | 20 | 1 | 697988703803 | 69798870380
BFV124 | 76 | HL232E-A A R | HL232EA | 5 | BUTTERFLY VALVE,LUG,LEVER HANDLE,DI BODY,NICKEL PLTD DI DISC,250 WOG,EPDM LINER,EPOXY COATED BODY | 1715.46 | 24 | 1 | 697988490260 | 69798849026
BFV124 | 76 | HL232NB A N | HL232NB | 4 | BUTTERFLY VALVE,LUG,LEVER HANDLE,DI BODY,NICKEL PLTD DI DISC,250 WOG,BLACK NEOPRENE LINER | 1159.27 | 20 | 1 | 697988129023 | 69798812902
BFV124 | 76 | HL232V A N | HL232V | 4 | BUTTERFLY VALVE,LUG,LEVER HANDLE,DI BODY,NICKEL PLTD DI DISC,250 WOG,VITON LINER | 1631.34 | 19.12 | 1 | 697988643895 | 69798864389
BFV124 | 76 | HL233B A J | HL233B | 2 | BUTTERFLY VALVE,LUG,LEVER HANDLE,DI BODY,ALMN/BRNZ DISC,250 WOG,BUNA LINER | 724.47 | 9.52 | 1 | 697988713598 | 69798871359
BFV124 | 76 | HL233B A K | HL233B | 2 1/2 | BUTTERFLY VALVE,LUG,LEVER HANDLE,DI BODY,ALMN/BRNZ DISC,250 WOG,BUNA LINER | 724.47 | 10.964 | 1 | 697988713581 | 69798871358
BFV124 | 76 | HL233B A L | HL233B | 3 | BUTTERFLY VALVE,LUG,LEVER HANDLE,DI BODY,ALMN/BRNZ DISC,250 WOG,BUNA LINER | 799.27 | 13 | 1 | 697988337213 | 69798833721
BFV124 | 76 | HL233B A N | HL233B | 4 | BUTTERFLY VALVE,LUG,LEVER HANDLE,DI BODY,ALMN/BRNZ DISC,250 WOG,BUNA LINER | 1037.67 | 17.586 | 1 | 697988713604 | 69798871360
BFV124 | 76 | HL233B A R | HL233B | 5 | BUTTERFLY VALVE,LUG,LEVER HANDLE,DI BODY,ALMN/BRNZ DISC,250 WOG,BUNA LINER | 1467.75 | 28 | 1 | 697988712478 | 69798871247
BFV124 | 76 | HL233B A S | HL233B | 6 | BUTTERFLY VALVE,LUG,LEVER HANDLE,DI BODY,ALMN/BRNZ DISC,250 WOG,BUNA LINER | 1678.14 | 28 | 1 | 697988588868 | 69798858886
BFV124 | 76 | HL233B A U | HL233B | 8 | BUTTERFLY VALVE,LUG,LEVER HANDLE,DI BODY,ALMN/BRNZ DISC,250 WOG,BUNA LINER | 2365.2 | 43.56 | 1 | 697988713611 | 69798871361
BFV124 | 76 | HL233B A W | HL233B | 10 | BUTTERFLY VALVE,LUG,LEVER HANDLE,DI BODY,ALUMINUM/BRONZE DSC,250 WOG,BUNA LINER | 3103.71 | 76 | 1 | 697988713628 | 69798871362
BFV124 | 76 | HL233E A J | HL233E | 2 | BUTTERFLY VALVE,LUG,LEVER HANDLE,DI BODY,ALMN/BRNZ DISC,250 WOG,EPDM LINER | 724.47 | 9.92 | 1 | 697988638266 | 69798863826
BFV124 | 76 | HL233E A K | HL233E | 2 1/2 | BUTTERFLY VALVE,LUG,LEVER HANDLE,DI BODY,ALMN/BRNZ DISC,250 WOG,EPDM LINER | 724.47 | 11.36 | 1 | 697988586369 | 69798858636
BFV124 | 76 | HL233E A L | HL233E | 3 | BUTTERFLY VALVE,LUG,LEVER HANDLE,DI BODY,ALMN/BRNZ DISC,250 WOG,EPDM LINER | 799.27 | 11.412 | 1 | 697988129054 | 69798812905
BFV124 | 76 | HL233E A N | HL233E | 4 | BUTTERFLY VALVE,LUG,LEVER HANDLE,DI BODY,ALMN/BRNZ DISC,250 WOG,EPDM LINER | 1037.67 | 17.182 | 1 | 697988129061 | 69798812906
BFV124 | 76 | HL233E A R | HL233E | 5 | BUTTERFLY VALVE,LUG,LEVER HANDLE,DI BODY,ALMN/BRNZ DISC,250 WOG,EPDM LINER | 1467.75 | 24 | 1 | 697988587120 | 69798858712
BFV124 | 76 | HL233E A S | HL233E | 6 | BUTTERFLY VALVE,LUG,LEVER HANDLE,DI BODY,ALMN/BRNZ DISC,250 WOG,EPDM LINER | 1678.14 | 25.78 | 1 | 697988129078 | 69798812907
BFV124 | 76 | HL233E A U | HL233E | 8 | BUTTERFLY VALVE,LUG,LEVER HANDLE,DI BODY,ALMN/BRNZ DISC,250 WOG,EPDM LINER | 2365.2 | 25.78 | 1 | 697988709065 | 69798870906
BFV124 | 76 | HL233E A W | HL233E | 10 | BUTTERFLY VALVE,LUG,LEVER HANDLE,DI BODY,ALUMINUM/BRONZE DSC,250 WOG,EPDM LINER | 3103.71 | 25.78 | 1 | 697988697270 | 69798869727
BFV124 | 76 | HL233E-A A K | HL233EA | 2 1/2 | BUTTERFLY VALVE,LUG,LEVER HANDLE,DI BODY,ALUMINUM/BRONZE DSC,250 WOG,EPDM LINER,EPOXY CTD BODY | 990.91 | 10.9 | 1 | 697988728806 | 69798872880
BFV124 | 76 | HL233ES A L | HL233ES | 3 | BUTTERFLY VALVE,LUG,LEVER HANDLE,DI BODY,ALMN/BRNZ DISC,250 WOG,EPDM LINER,316 SS STEM | 897.46 | 11.158 | 1 | 697988628366 | 69798862836
BFV124 | 76 | HL233ES A N | HL233ES | 4 | BUTTERFLY VALVE,LUG,LEVER HANDLE,DI BODY,ALMN/BRNZ DISC,250 WOG,EPDM LINER,316 SS STEM | 1154.5 | 18.35 | 1 | 697988770195 | 69798877019
BFV124 | 76 | HL233NB A R | HL233NB | 5 | BUTTERFLY VALVE,LUG,LEVER HANDLE,DI BODY,ALMN/BRNZ DISC,250 WOG,BLACK NEOPRENE LINER | 1748.19 | 21.126 | 1 | 697988631779 | 69798863177
BFV124 | 76 | HL233V A K | HL233V | 2 1/2 | BUTTERFLY VALVE,LUG,LEVER HANDLE,DI BODY,ALMN/BRNZ DISC,250 WOG,VITON LINER | 1289.99 | 11.26 | 1 | 697988702998 | 69798870299
BFV124 | 76 | HL233V A L | HL233V | 3 | BUTTERFLY VALVE,LUG,LEVER HANDLE,DI BODY,ALMN/BRNZ DISC,250 WOG,VITON LINER | 1364.82 | 11.068 | 1 | 697988700925 | 69798870092
BFV124 | 76 | HL233V A N | HL233V | 4 | BUTTERFLY VALVE,LUG,LEVER HANDLE,DI BODY,ALMN/BRNZ DISC,250 WOG,VITON LINER | 1720.13 | 17.182 | 1 | 697988700932 | 69798870093
BFV124 | 76 | HL233V A S | HL233V | 6 | BUTTERFLY VALVE,LUG,LEVER HANDLE,DI BODY,ALMN/BRNZ DISC,250 WOG,VITON LINER | 2697.11 | 25.78 | 1 | 697988700949 | 69798870094
BFV124 | 76 | HL234B A K | HL234B | 2 1/2 | BUTTERFLY VALVE,LUG,LEVER HANDLE,DI BODY,SS DISC,250 WOG,BUNA LINER | 897.46 | 12.5 | 1 | 697988592698 | 69798859269
BFV124 | 76 | HL234B A L | HL234B | 3 | BUTTERFLY VALVE,LUG,LEVER HANDLE,DI BODY,SS DISC,250 WOG,BUNA LINER | 1089.11 | 11.68 | 1 | 697988129085 | 69798812908
BFV124 | 76 | HL234B A N | HL234B | 4 | BUTTERFLY VALVE,LUG,LEVER HANDLE,DI BODY,SS DISC,250 WOG,BUNA LINER | 1369.52 | 20 | 1 | 697988592704 | 69798859270
BFV124 | 76 | HL234B A S | HL234B | 6 | BUTTERFLY VALVE,LUG,LEVER HANDLE,DI BODY,SS DISC,250 WOG,BUNA LINER | 2080.06 | 28 | 1 | 697988592711 | 69798859271
BFV124 | 76 | HL234B-A A N | HL234BA | 4 | BUTTERFLY VALVE,LUG,LEVER HANDLE,DI BODY,SS DISC,250 WOG,BUNA LINER,EPOXY COATED BODY | 1724.69 | 17.82 | 1 | 697988764392 | 69798876439
BFV124 | 76 | HL234B-A A S | HL234BA | 6 | BUTTERFLY VALVE,LUG,LEVER HANDLE,DI BODY,SS DISC,250 WOG,BUNA LINER,EPOXY COATED BODY | 2552.16 | 0 | 1 | 697988764408 | 69798876440
BFV124 | 76 | HL234E A J | HL234E | 2 | BUTTERFLY VALVE,LUG,LEVER HANDLE,DI BODY,SS DISC,250 WOG,EPDM LINER | 897.46 | 11 | 1 | 697988129092 | 69798812909
BFV124 | 76 | HL234E A K | HL234E | 2 1/2 | BUTTERFLY VALVE,LUG,LEVER HANDLE,DI BODY,SS DISC,250 WOG,EPDM LINER | 897.46 | 11.5 | 1 | 697988129108 | 69798812910
BFV124 | 76 | HL234E A L | HL234E | 3 | BUTTERFLY VALVE,LUG,LEVER HANDLE,DI BODY,SS DISC,250 WOG,EPDM LINER | 1089.11 | 11.7 | 1 | 697988129115 | 69798812911
BFV124 | 76 | HL234E A N | HL234E | 4 | BUTTERFLY VALVE,LUG,LEVER HANDLE,DI BODY,SS DISC,250 WOG,EPDM LINER | 1369.52 | 18.46 | 1 | 697988129122 | 69798812912
BFV124 | 76 | HL234E A R | HL234E | 5 | BUTTERFLY VALVE,LUG,LEVER HANDLE,DI BODY,SS DISC,250 WOG,EPDM LINER | 1851.02 | 21.53 | 1 | 697988335219 | 69798833521
BFV124 | 76 | HL234E A S | HL234E | 6 | BUTTERFLY VALVE,LUG,LEVER HANDLE,DI BODY,SS DISC,250 WOG,EPDM LINER | 2080.06 | 28 | 1 | 697988129139 | 69798812913
BFV124 | 76 | HL234E A U | HL234E | 8 | BUTTERFLY VALVE,LUG,LEVER HANDLE,DI BODY,SS DISC,250 WOG,EPDM LINER | 3145.78 | 44 | 1 | 697988335226 | 69798833522
BFV124 | 76 | HL234E A W | HL234E | 10 | BUTTERFLY VALVE,LUG,LEVER HANDLE,DI BODY,SS DISC,250 WOG,EPDM LINER | 4973.42 | 76 | 1 | 697988335233 | 69798833523
BFV124 | 76 | HL234E AWJ | HL234E | 12 | BUTTERFLY VALVE,LUG,LEVER HANDLE,DI BODY,SS DISC,250 WOG,EPDM LINER | 6679.48 | 111 | 1 | 697988335240 | 69798833524
BFV124 | 76 | HL234NB A U | HL234NB | 8 | BUTTERFLY VALVE,LUG,LEVER HANDLE,DI BODY,SS DISC,250 WOG,BLACK NEOPRENE LINER | 3734.73 | 0 | 1 | 697988746596 | 69798874659
BFV124 | 76 | HL234T A K | HL234T | 2 1/2 | BUTTERFLY VALVE,LUG,LEVER HANDLE,DI BODY,SS DISC,250 WOG,TEFLON LINER | 2669.05 | 12.5 | 1 | 697988572447 | 69798857244
BFV124 | 76 | HL234T A L | HL234T | 3 | BUTTERFLY VALVE,LUG,LEVER HANDLE,DI BODY,SS DISC,250 WOG,TEFLON LINER | 2916.74 | 13 | 1 | 697988572416 | 69798857241
BFV124 | 76 | HL234T A N | HL234T | 4 | BUTTERFLY VALVE,LUG,LEVER HANDLE,DI BODY,SS DISC,250 WOG,TEFLON LINER | 3482.25 | 20 | 1 | 697988572423 | 69798857242
BFV124 | 76 | HL234T A S | HL234T | 6 | BUTTERFLY VALVE,LUG,LEVER HANDLE,DI BODY,SS DISC,250 WOG,TEFLON LINER | 4889.27 | 28 | 1 | 697988572454 | 69798857245
BFV124 | 76 | HL234V A J | HL234V | 2 | BUTTERFLY VALVE,LUG,LEVER HANDLE,DI BODY,SS DISC,250 WOG,VITON LINER | 1463.01 | 8.858 | 1 | 697988626980 | 69798862698
BFV124 | 76 | HL234V A K | HL234V | 2 1/2 | BUTTERFLY VALVE,LUG,LEVER HANDLE,DI BODY,SS DISC,250 WOG,VITON LINER | 1463.01 | 10.88 | 1 | 697988129146 | 69798812914
BFV124 | 76 | HL234V A L | HL234V | 3 | BUTTERFLY VALVE,LUG,LEVER HANDLE,DI BODY,SS DISC,250 WOG,VITON LINER | 1654.67 | 11.172 | 1 | 697988129153 | 69798812915
BFV124 | 76 | HL234V A N | HL234V | 4 | BUTTERFLY VALVE,LUG,LEVER HANDLE,DI BODY,SS DISC,250 WOG,VITON LINER | 2051.94 | 18.31 | 1 | 697988129160 | 69798812916
BFV124 | 76 | HL234V A R | HL234V | 5 | BUTTERFLY VALVE,LUG,LEVER HANDLE,DI BODY,SS DISC,250 WOG,VITON LINER | 2846.67 | 21.848 | 1 | 697988129177 | 69798812917
BFV124 | 76 | HL234V A S | HL234V | 6 | BUTTERFLY VALVE,LUG,LEVER HANDLE,DI BODY,SS DISC,250 WOG,VITON LINER | 3099.05 | 26.436 | 1 | 697988129184 | 69798812918
BFV124 | 76 | HL234V A U | HL234V | 8 | BUTTERFLY VALVE,LUG,LEVER HANDLE,DI BODY,SS DISC,250 WOG,VITON LINER | 4926.68 | 42.752 | 1 | 697988626997 | 69798862699
BFV124 | 76 | HL234V-A A L | HL234VA | 3 | BUTTERFLY VALVE,LUG,LEVER HANDLE,DI BODY,SS DISC,250 WOG,VITON LINER,EPOXY COATED BODY | 1986.54 | 11.5 | 1 | 697988528314 | 69798852831
BFV124 | 76 | HL234V-A A N | HL234VA | 4 | BUTTERFLY VALVE,LUG,LEVER HANDLE,DI BODY,SS DISC,250 WOG,VITON LINER,EPOXY COATED BODY | 2407.13 | 17.56 | 1 | 697988524484 | 69798852448
BFV124 | 76 | HL234V-A A S | HL234VA | 6 | BUTTERFLY VALVE,LUG,LEVER HANDLE,DI BODY,SS DISC,250 WOG,VITON LINER,EPOXY COATED BODY | 3571.13 | 26.7 | 1 | 697988524491 | 69798852449
BFV124 | 76 | HL237E A N | HL237E | 4 | BUTTERFLY VALVE,LUG,LEVER,DI BODY,NYLON COATED DI DISC,200 WOG,EPDM LINER,250 TEST | 1145.24 | 0 | 1 | 697988741256 | 69798874125
BFV124 | 76 | HL332B A L | HL332B | 3 | BUTTERFLY VALVE,LUG,GEAR OPERATOR,DI BODY,NICKEL PLTD DI DISC,250 WOG,BUNA LINER | 1332.06 | 15.75 | 1 | 697988504615 | 69798850461
BFV124 | 76 | HL332B A S | HL332B | 6 | BUTTERFLY VALVE,LUG,GEAR OPERATOR,DI BODY,NICKEL PLTD DI DISC,250 WOG,BUNA LINER | 2108.13 | 32.432 | 1 | 697988627550 | 69798862755
BFV124 | 76 | HL332B A U | HL332B | 8 | BUTTERFLY VALVE,LUG,GEAR OPERATOR,DI BODY,NICKEL PLTD DI DISC,250 WOG,BUNA LINER | 2715.81 | 56.67 | 1 | 697988627567 | 69798862756
BFV124 | 76 | HL332B A W | HL332B | 10 | BUTTERFLY VALVE,LUG,GEAR OPERATOR,DI BODY,NICKEL PLTD DI DISC,250 WOG,BUNA LINER | 3472.98 | 78 | 1 | 697988129450 | 69798812945
BFV124 | 76 | HL332E A S | HL332E | 6 | BUTTERFLY VALVE,LUG,GEAR OPERATOR,DI BODY,NICKEL PLTD DI DISC,250 WOG,EPDM LINER | 2108.13 | 29.65 | 1 | 697988129467 | 69798812946
BFV124 | 76 | HL332E A U | HL332E | 8 | BUTTERFLY VALVE,LUG,GEAR OPERATOR,DI BODY,NICKEL PLTD DI DISC,250 WOG,EPDM LINER | 2715.81 | 46 | 1 | 697988129474 | 69798812947
BFV124 | 76 | HL332E A W | HL332E | 10 | BUTTERFLY VALVE,LUG,GEAR OPERATOR,DI BODY,NICKEL PLTD DI DISC,250 WOG,EPDM LINER | 3472.98 | 83.06 | 1 | 697988129481 | 69798812948
BFV124 | 76 | HL332E AWJ | HL332E | 12 | BUTTERFLY VALVE,LUG,GEAR OPERATOR,DI BODY,NICKEL PLTD DI DISC,250 WOG,EPDM LINER | 4318.98 | 113 | 1 | 697988129498 | 69798812949
BFV124 | 76 | HL332E A14 | HL332E | 14 | BUTTERFLY VALVE,LUG,GEAR OPERATOR,DI BODY,NICKEL PLTD DI DISC,200 WOG,EPDM LINER | 5460.99 | 190 | 1 | 697988378872 | 69798837887
BFV124 | 76 | HL332E A16 | HL332E | 16 | BUTTERFLY VALVE,LUG,GEAR OPERATOR,DI BODY,NICKEL PLTD DI DISC,200 WOG,EPDM LINER | 7963.5 | 252 | 1 | 697988378889 | 69798837888
BFV124 | 76 | HL332E A18 | HL332E | 18 | BUTTERFLY VALVE,LUG,GEAR OPERATOR,DI BODY,NICKEL PLTD DI DISC,200 WOG,EPDM LINER | 9806.26 | 325 | 1 | 697988378858 | 69798837885
BFV124 | 76 | HL332E A20 | HL332E | 20 | BUTTERFLY VALVE,LUG,GEAR OPERATOR,DI BODY,NICKEL PLTD DI DISC,200 WOG,EPDM LINER | 12248.43 | 416 | 1 | 697988378896 | 69798837889
BFV124 | 76 | HL332E A24 | HL332E | 24 | BUTTERFLY VALVE,LUG,GEAR OPERATOR,DI BODY,NICKEL PLTD DI DISC,200 WOG,EPDM LINER | 21194.45 | 650 | 1 | 697988378902 | 69798837890
BFV124 | 76 | HL332VS AWJ | HL332VS | 12 | BUTTERFLY VALVE,LUG,GEAR OPERATOR,DI BODY,NICKEL PLTD DI DISC,250 WOG,VITON LINER,316 SS STEM | 7572.29 | 113 | 1 | 697988544079 | 69798854407
BFV124 | 76 | HL333B A N | HL333B | 4 | BUTTERFLY VALVE,LUG,GEAR OPERATOR,DI BODY,ALMN/BRNZ DISC,250 WOG,BUNA LINER | 1617.26 | 0 | 1 | 697988734388 | 69798873438
BFV124 | 76 | HL333B A S | HL333B | 6 | BUTTERFLY VALVE,LUG,GEAR OPERATOR,DI BODY,ALMN/BRNZ DISC,250 WOG,BUNA LINER | 2248.4 | 0 | 1 | 697988766501 | 69798876650
BFV124 | 76 | HL333B A U | HL333B | 8 | BUTTERFLY VALVE,LUG,GEAR OPERATOR,DI BODY,ALMN/BRNZ DISC,250 WOG,BUNA LINER | 3052.35 | 46 | 1 | 697988716001 | 69798871600
BFV124 | 76 | HL333B A W | HL333B | 10 | BUTTERFLY VALVE,LUG,GEAR OPERATOR,DI BODY,ALMN/BRNZ DISC,250 WOG,BUNA LINER | 3776.79 | 78.58 | 1 | 697988694354 | 69798869435
BFV124 | 76 | HL333B A14 | HL333B | 14 | BUTTERFLY VALVE,LUG,GEAR OPERATOR,DI BODY,ALMN/BRNZ DISC,200 WOG,BUNA LINER | 6588.75 | 190 | 1 | 697988327245 | 69798832724
BFV124 | 76 | HL333B A16 | HL333B | 16 | BUTTERFLY VALVE,LUG,GEAR OPERATOR,DI BODY,ALMN/BRNZ DISC,200 WOG,BUNA LINER | 9486.63 | 235 | 1 | 697988327115 | 69798832711
BFV124 | 76 | HL333B A18 | HL333B | 18 | BUTTERFLY VALVE,LUG,GEAR OPERATOR,DI BODY,ALMN/BRNZ DISC,200 WOG,BUNA LINER | 11822.3 | 307 | 1 | 697988327122 | 69798832712
BFV124 | 76 | HL333B A20 | HL333B | 20 | BUTTERFLY VALVE,LUG,GEAR OPERATOR,DI BODY,ALMN/BRNZ DISC,200 WOG,BUNA LINER | 14837.26 | 416 | 1 | 697988327139 | 69798832713
BFV124 | 76 | HL333B A24 | HL333B | 24 | BUTTERFLY VALVE,LUG,GEAR OPERATOR,DI BODY,ALMN/BRNZ DISC,200 WOG,BUNA LINER | 26301.09 | 583 | 1 | 697988327146 | 69798832714
BFV124 | 76 | HL333BS A S | HL333BS | 6 | BUTTERFLY VALVE,LUG,GEAR OPERATOR,DI BODY,ALMN/BRNZ DISC,250 WOG,BUNA LINER,316 SS STEM | 2407.34 | 32.69 | 1 | 697988646186 | 69798864618
BFV124 | 76 | HL333BS A U | HL333BS | 8 | BUTTERFLY VALVE,LUG,GEAR OPERATOR,DI BODY,ALMN/BRNZ DISC,250 WOG,BUNA LINER,316 SS STEM | 3276.72 | 48.5 | 1 | 697988646162 | 69798864616
BFV124 | 76 | HL333E A J | HL333E | 2 | BUTTERFLY VALVE,LUG,GEAR,DI BODY,ALMN/BRNZ DISC,200 WOG,EPDM LINER | 1294.69 | 18 | 1 | 697988763708 | 69798876370
BFV124 | 76 | HL333E A K | HL333E | 2 1/2 | BUTTERFLY VALVE,LUG,GEAR OPERATOR,DI BODY,ALMN/BRNZ DISC,250 WOG,EPDM LINER | 1294.69 | 14.5 | 1 | 697988129504 | 69798812950
BFV124 | 76 | HL333E A L | HL333E | 3 | BUTTERFLY VALVE,LUG,GEAR OPERATOR,DI BODY,ALMN/BRNZ DISC,250 WOG,EPDM LINER | 1369.53 | 15 | 1 | 697988585218 | 69798858521
BFV124 | 76 | HL333E A N | HL333E | 4 | BUTTERFLY VALVE,LUG,GEAR OPERATOR,DI BODY,ALMN/BRNZ DISC,250 WOG,EPDM LINER | 1617.26 | 23.036 | 1 | 697988646315 | 69798864631
BFV124 | 76 | HL333E A R | HL333E | 5 | BUTTERFLY VALVE,LUG,GEAR OPERATOR,DI BODY,ALMN/BRNZ DISC,250 WOG,EPDM LINER | 2047.32 | 29.12 | 1 | 697988758308 | 69798875830
BFV124 | 76 | HL333E A S | HL333E | 6 | BUTTERFLY VALVE,LUG,GEAR OPERATOR,DI BODY,ALMN/BRNZ DISC,250 WOG,EPDM LINER | 2248.39 | 30 | 1 | 697988594104 | 69798859410
BFV124 | 76 | HL333E A U | HL333E | 8 | BUTTERFLY VALVE,LUG,GEAR OPERATOR,DI BODY,ALMN/BRNZ DISC,250 WOG,EPDM LINER | 3052.35 | 55.954 | 1 | 697988129511 | 69798812951
BFV124 | 76 | HL333E A W | HL333E | 10 | BUTTERFLY VALVE,LUG,GEAR OPERATOR,DI BODY,ALMN/BRNZ DISC,250 WOG,EPDM LINER | 3776.79 | 78.58 | 1 | 697988129528 | 69798812952
BFV124 | 76 | HL333E AWJ | HL333E | 12 | BUTTERFLY VALVE,LUG,GEAR OPERATOR,DI BODY,ALMN/BRNZ DISC,250 WOG,EPDM LINER | 5165.04 | 107.364 | 1 | 697988397736 | 69798839773
BFV124 | 76 | HL333E A14 | HL333E | 14 | BUTTERFLY VALVE,LUG,GEAR OPERATOR,DI BODY,ALMN/BRNZ DISC,200 WOG,EPDM LINER | 6588.75 | 171 | 1 | 697988397743 | 69798839774
BFV124 | 76 | HL333E A16 | HL333E | 16 | BUTTERFLY VALVE,LUG,GEAR OPERATOR,DI BODY,ALMN/BRNZ DISC,200 WOG,EPDM LINER | 9486.63 | 252 | 1 | 697988397750 | 69798839775
BFV124 | 76 | HL333E A18 | HL333E | 18 | BUTTERFLY VALVE,LUG,GEAR OPERATOR,DI BODY,ALMN/BRNZ DISC,200 WOG,EPDM LINER | 11822.3 | 325 | 1 | 697988397767 | 69798839776
BFV124 | 76 | HL333E A20 | HL333E | 20 | BUTTERFLY VALVE,LUG,GEAR OPERATOR,DI BODY,ALMN/BRNZ DISC,200 WOG,EPDM LINER | 14837.26 | 420 | 1 | 697988397774 | 69798839777
BFV124 | 76 | HL333E A24 | HL333E | 24 | BUTTERFLY VALVE,LUG,GEAR OPERATOR,DI BODY,ALMN/BRNZ DISC,200 WOG,EPDM LINER | 26301.09 | 650 | 1 | 697988397781 | 69798839778
BFV124 | 76 | HL333ES A S | HL333ES | 6 | BUTTERFLY VALVE,LUG,GEAR OPERATOR,DI BODY,ALMN/BRNZ DISC,316 SS STEM,250 WOG,EPDM LINER | 2407.35 | 31.8 | 1 | 697988726710 | 69798872671
BFV124 | 76 | HL333ES A U | HL333ES | 8 | BUTTERFLY VALVE,LUG,GEAR OPERATOR,DI BODY,ALMN/BRNZ DISC,316 SS STEM,250 WOG,EPDM LINER | 3276.74 | 48.9 | 1 | 697988726727 | 69798872672
BFV124 | 76 | HL333ES A W | HL333ES | 10 | BUTTERFLY VALVE,LUG,GEAR OPERATOR,DI BODY,ALMN/BRNZ DISC,250 WOG,EPDM LINER,316 SS STEM | 4206.84 | 78.58 | 1 | 697988641730 | 69798864173
BFV124 | 76 | HL333ES AWJ | HL333ES | 12 | BUTTERFLY VALVE,LUG,GEAR OPERATOR,DI BODY,ALMN/BRNZ DISC,316 SS STEM,250 WOG,EPDM LINER | 5838.08 | 106 | 1 | 697988726734 | 69798872673
BFV124 | 76 | HL333NB A N | HL333NB | 4 | BUTTERFLY VALVE,LUG,GEAR OPERATOR,DI BODY,ALMN/BRNZ DISC,250 WOG,BLACK NEOPRENE LINER | 1827.64 | 22 | 1 | 697988129535 | 69798812953
BFV124 | 76 | HL333V A S | HL333V | 6 | BUTTERFLY VALVE,LUG,GEAR OPERATOR,DI BODY,ALMN/BRNZ DISC,250 WOG,VITON LINER | 3267.38 | 30 | 1 | 697988702851 | 69798870285
BFV124 | 76 | HL333V A U | HL333V | 8 | BUTTERFLY VALVE,LUG,GEAR OPERATOR,DI BODY,ALMN/BRNZ DISC,250 WOG,VITON LINER | 4833.27 | 58.74 | 1 | 697988700956 | 69798870095
BFV124 | 76 | HL333V A16 | HL333V | 16 | BUTTERFLY VALVE,LUG,GEAR OPERATOR,DI BODY,ALMN/BRNZ DISC,200 WOG,VITON LINER | 15254.92 | 252 | 1 | 697988715844 | 69798871584
BFV124 | 76 | HL334B A L | HL334B | 3 | BUTTERFLY VALVE,LUG,GEAR OPERATOR,DI BODY,SS DISC,250 WOG,BUNA LINER | 1654.68 | 15 | 1 | 697988374768 | 69798837476
BFV124 | 76 | HL334B A N | HL334B | 4 | BUTTERFLY VALVE,LUG,GEAR OPERATOR,DI BODY,SS DISC,250 WOG,BUNA LINER | 1949.19 | 22 | 1 | 697988374775 | 69798837477
BFV124 | 76 | HL334B A S | HL334B | 6 | BUTTERFLY VALVE,LUG,GEAR OPERATOR,DI BODY,SS DISC,250 WOG,BUNA LINER | 2655.05 | 30 | 1 | 697988374782 | 69798837478
BFV124 | 76 | HL334B A U | HL334B | 8 | BUTTERFLY VALVE,LUG,GEAR OPERATOR,DI BODY,SS DISC,250 WOG,BUNA LINER | 3823.53 | 46 | 1 | 697988592728 | 69798859272
BFV124 | 76 | HL334B A W | HL334B | 10 | BUTTERFLY VALVE,LUG,GEAR OPERATOR,DI BODY,SS DISC,250 WOG,BUNA LINER | 5641.78 | 78 | 1 | 697988592735 | 69798859273
BFV124 | 76 | HL334B AWJ | HL334B | 12 | BUTTERFLY VALVE,LUG,GEAR OPERATOR,DI BODY,SS DISC,250 WOG,BUNA LINER | 7347.88 | 113 | 1 | 697988592742 | 69798859274
BFV124 | 76 | HL334B A14 | HL334B | 14 | BUTTERFLY VALVE,LUG,GEAR OPERATOR,DI BODY,SS DISC,200 WOG,BUNA LINER | 7721.18 | 179 | 1 | 697988512702 | 69798851270
BFV124 | 76 | HL334B A16 | HL334B | 16 | BUTTERFLY VALVE,LUG,GEAR OPERATOR,DI BODY,SS DISC,200 WOG,BUNA LINER | 10903.16 | 252 | 1 | 697988512719 | 69798851271
BFV124 | 76 | HL334B A18 | HL334B | 18 | BUTTERFLY VALVE,LUG,GEAR OPERATOR,DI BODY,SS DISC,200 WOG,BUNA LINER | 14038.06 | 325 | 1 | 697988512726 | 69798851272
BFV124 | 76 | HL334B A20 | HL334B | 20 | BUTTERFLY VALVE,LUG,GEAR OPERATOR,DI BODY,SS DISC,200 WOG,BUNA LINER | 19752.92 | 416 | 1 | 697988512733 | 69798851273
BFV124 | 76 | HL334B A24 | HL334B | 24 | BUTTERFLY VALVE,LUG,GEAR OPERATOR,DI BODY,SS DISC,200 WOG,BUNA LINER | 30035.49 | 650 | 1 | 697988512740 | 69798851274
BFV124 | 76 | HL334B-A A20 | HL334BA | 20 | BUTTERFLY VALVE,LUG,GEAR OPERATOR,DI BODY,SS DISC,200 WOG,BUNA LINER,EPOXY COATED | 20813.25 | 0 | 1 | 697988768109 | 69798876810
BFV124 | 76 | HL334E A J | HL334E | 2 | BUTTERFLY VALVE,LUG,GEAR OPERATOR,DI BODY,SS DISC,250 WOG,EPDM LINER | 1467.64 | 12 | 1 | 697988494824 | 69798849482
BFV124 | 76 | HL334E A K | HL334E | 2 1/2 | BUTTERFLY VALVE,LUG,GEAR OPERATOR,DI BODY,SS DISC,250 WOG,EPDM LINER | 1467.64 | 14.5 | 1 | 697988494725 | 69798849472
BFV124 | 76 | HL334E A L | HL334E | 3 | BUTTERFLY VALVE,LUG,GEAR OPERATOR,DI BODY,SS DISC,250 WOG,EPDM LINER | 1654.68 | 15 | 1 | 697988494831 | 69798849483
BFV124 | 76 | HL334E A N | HL334E | 4 | BUTTERFLY VALVE,LUG,GEAR OPERATOR,DI BODY,SS DISC,250 WOG,EPDM LINER | 1949.19 | 22 | 1 | 697988129542 | 69798812954
BFV124 | 76 | HL334E A R | HL334E | 5 | BUTTERFLY VALVE,LUG,GEAR OPERATOR,DI BODY,SS DISC,250 WOG,EPDM LINER | 2430.66 | 25 | 1 | 697988129559 | 69798812955
BFV124 | 76 | HL334E A S | HL334E | 6 | BUTTERFLY VALVE,LUG,GEAR OPERATOR,DI BODY,SS DISC,250 WOG,EPDM LINER | 2655.05 | 29.35 | 1 | 697988129566 | 69798812956
BFV124 | 76 | HL334E A U | HL334E | 8 | BUTTERFLY VALVE,LUG,GEAR OPERATOR,DI BODY,SS DISC,250 WOG,EPDM LINER | 3823.53 | 47.21 | 1 | 697988129573 | 69798812957
BFV124 | 76 | HL334E A W | HL334E | 10 | BUTTERFLY VALVE,LUG,GEAR OPERATOR,DI BODY,SS DISC,250 WOG,EPDM LINER | 5641.78 | 77.29 | 1 | 697988129580 | 69798812958
BFV124 | 76 | HL334E AWJ | HL334E | 12 | BUTTERFLY VALVE,LUG,GEAR OPERATOR,DI BODY,SS DISC,250 WOG,EPDM LINER | 7347.88 | 113 | 1 | 697988129597 | 69798812959
BFV124 | 76 | HL334E A14 | HL334E | 14 | BUTTERFLY VALVE,LUG,GEAR OPERATOR,DI BODY,SS DISC,200 WOG,EPDM LINER | 7721.18 | 190 | 1 | 697988330603 | 69798833060
BFV124 | 76 | HL334E A16 | HL334E | 16 | BUTTERFLY VALVE,LUG,GEAR OPERATOR,DI BODY,SS DISC,200 WOG,EPDM LINER | 10903.16 | 253 | 1 | 697988330610 | 69798833061
BFV124 | 76 | HL334E A18 | HL334E | 18 | BUTTERFLY VALVE,LUG,GEAR OPERATOR,DI BODY,SS DISC,200 WOG,EPDM LINER | 14038.06 | 325 | 1 | 697988330627 | 69798833062
BFV124 | 76 | HL334E A20 | HL334E | 20 | BUTTERFLY VALVE,LUG,GEAR OPERATOR,DI BODY,SS DISC,200 WOG,EPDM LINER | 19752.92 | 416 | 1 | 697988330634 | 69798833063
BFV124 | 76 | HL334E A24 | HL334E | 24 | BUTTERFLY VALVE,LUG,GEAR OPERATOR,DI BODY,SS DISC,200 WOG,EPDM LINER | 30035.49 | 694 | 1 | 697988330641 | 69798833064
BFV124 | 76 | HL334E-A A14 | HL334EA | 14 | BUTTERFLY VALVE,LUG,GEAR OPERATOR,DI BODY,SS DISC,200 WOG,EPDM LINER,EPOXY COATED BODY | 8781.51 | 174 | 1 | 697988674455 | 69798867445
BFV124 | 76 | HL334V A S | HL334V | 6 | BUTTERFLY VALVE,LUG,GEAR OPERATOR,DI BODY,SS DISC,250 WOG,VITON LINER | 3674.02 | 32.966 | 1 | 697988627277 | 69798862727
BFV124 | 76 | HL334V A U | HL334V | 8 | BUTTERFLY VALVE,LUG,GEAR OPERATOR,DI BODY,SS DISC,250 WOG,VITON LINER | 5604.43 | 58.31 | 1 | 697988627284 | 69798862728
BFV124 | 76 | HL334V-A A R | HL334EA | 5 | BUTTERFLY VALVE,LUG,GEAR OPERATOR,DI BODY,SS DISC,200 WOG,EPDM LINER,EPOXY COATED BODY | 3865.69 | 0 | 1 | 697988768130 | 69798876813
BFV124 | 76 | HL334V-A A S | HL334VA | 6 | BUTTERFLY VALVE,LUG,GEAR OPERATOR,DI BODY,SS DISC,250 WOG,VITON LINER,EPOXY COATED BODY | 4146.07 | 30 | 1 | 697988703759 | 69798870375
BFV124 | 76 | HL334V-A A14 | HL334VA | 14 | BUTTERFLY VALVE,LUG,GEAR OPERATOR,DI BODY,SS DISC,200 WOG,VITON LINER,EPOXY COATED BODY | 12778.01 | 175 | 1 | 697988682115 | 69798868211
BFV124 | 76 | HL337E A S | HL337E | 6 | BUTTERFLY VALVE,LUG,GEAR OPERATOR,DI BODY,NYLON COATED DISC,250 WOG,EPDM LINER | 2281.06 | 30 | 1 | 697988698376 | 69798869837
BFV124 | 76 | HL337E A U | HL337E | 8 | BUTTERFLY VALVE,LUG,GEAR OPERATOR,DI BODY,NYLON CTD DI DISC,250 WOG,EPDM LINER | 2940.2 | 46.6 | 1 | 697988698253 | 69798869825
BFV124 | 76 | HL337E A W | HL333E | 10 | BUTTERFLY VALVE,LUG,GEAR OPERATOR,DI BODY,NYLON COATED DISC,250 WOG,EPDM LINER | 3772.17 | 105.05 | 1 | 697988698277 | 69798869827
BFV124 | 76 | HL337E AWJ | HL337E | 12 | BUTTERFLY VALVE,LUG,GEAR OPERATOR,DI BODY,NYLON CTD DI DISC,250 WOG,EPDM LINER | 4716.26 | 105.05 | 1 | 697988698246 | 69798869824
BFV124 | 76 | HL532E A N | HL532E | 4 | BUTTERFLY VALVE,LUG,GEAR W/MEMORY STOP,DI BODY,NICKEL PLTD DI DISC,250 WOG,EPDM LINER | 1794.88 | 23.52 | 1 | 697988685024 | 69798868502
BFV124 | 76 | HL533E A N | HL533E | 4 | BUTTERFLY VALVE,LUG,GEAR OPERATOR W/MEM STOP,DI BODY,ALMN/BRNZ DISC,250 WOG,EPDM LINER | 1977.18 | 26.9 | 1 | 697988731400 | 69798873140
BFV124 | 76 | HL533E A U | HL533E | 8 | BUTTERFLY VALVE,LUG,GEAR OPERATOR W/MEM STOP,DI BODY,ALMN/BRNZ DISC,250 WOG,EPDM LINER | 3543.07 | 49.2 | 1 | 697988732995 | 69798873299
BFV124 | 76 | HL533E A W | HL533E | 10 | BUTTERFLY VALVE,LUG,GEAR OPERATOR W/MEM STOP,DI BODY,ALMN/BRNZ DISC,250 WOG,EPDM LINER | 4267.58 | 79.1 | 1 | 697988733008 | 69798873300
BFV124 | 76 | HL533E AWJ | HL533E | 12 | BUTTERFLY VALVE,LUG,GEAR W/MEMORY STOP,DI BODY,ALMN/BRNZ DISC,250 WOG,EPDM LINER | 5655.8 | 106 | 1 | 697988731530 | 69798873153
BFV124 | 76 | HL533E A14 | HL533E | 14 | BUTTERFLY VALVE,LUG,GEAR W/MEMORY STOP,DI BODY,ALMN/BRNZ DISC,200 WOG,EPDM LINER | 7819.5 | 176 | 1 | 697988731394 | 69798873139
BFV124 | 76 | HL533E A16 | HL533E | 16 | BUTTERFLY VALVE,LUG,GEAR W/MEMORY STOP,DI BODY,ALMN/BRNZ DISC,200 WOG,EPDM LINER | 9931.32 | 252 | 1 | 697988731387 | 69798873138
BFV124 | 76 | HL533E A18 | HL533E | 18 | BUTTERFLY VALVE,LUG,GEAR OP W/MEM STOP,DI BODY,ALMN/BRNZ DISC,200 WOG,EPDM LINER | 13714.83 | 331 | 1 | 697988731523 | 69798873152
BFV124 | 76 | HL533E A20 | HL533E | 20 | BUTTERFLY VALVE,LUG,GEAR OP W/MEM STOP,DI BODY,ALMN/BRNZ DISC,200 WOG,EPDM LINER | 16667.66 | 424.7 | 1 | 697988733152 | 69798873315
BFV124 | 76 | HL533E A24 | HL533E | 24 | BUTTERFLY VALVE,LUG,GEAR OP W/MEM STOP,DI BODY,ALMN/BRNZ DISC,200 WOG,EPDM LINER | 25828.05 | 688.7 | 1 | 697988731158 | 69798873115
BFV124 | 76 | HL534E A N | HL534E | 4 | BUTTERFLY VALVE,LUG,GEAR W/MEMORY STOP,DI BODY,SS DISC,250 WOG,EPDM LINER | 2309.02 | 23.52 | 1 | 697988129603 | 69798812960
BFV124 | 76 | HL534E A R | HL534E | 5 | BUTTERFLY VALVE,LUG,GEAR W/MEMORY STOP,DI BODY,SS DISC,250 WOG,EPDM LINER | 2795.13 | 25 | 1 | 697988129610 | 69798812961
BFV124 | 76 | HL534E A S | HL534E | 6 | BUTTERFLY VALVE,LUG,GEAR W/MEMORY STOP,DI BODY,SS DISC,250 WOG,EPDM LINER | 3064.03 | 29.97 | 1 | 697988129627 | 69798812962
BFV124 | 76 | HL534E A U | HL534E | 8 | BUTTERFLY VALVE,LUG,GEAR W/MEMORY STOP,DI BODY,SS DISC,250 WOG,EPDM LINER | 4318.98 | 22.51 | 1 | 697988381858 | 69798838185
BFV124 | 76 | HL534E A W | HL534E | 10 | BUTTERFLY VALVE,LUG,GEAR W/MEMORY STOP,DI BODY,SS DISC,250 WOG,EPDM LINER | 6137.23 | 78 | 1 | 697988381865 | 69798838186
BFV124 | 76 | HL534E AWJ | HL534E | 12 | BUTTERFLY VALVE,LUG,GEAR W/MEMORY STOP,DI BODY,SS DISC,250 WOG,EPDM LINER | 7838.66 | 101.32 | 1 | 697988381872 | 69798838187
BFV124 | 76 | HL534E A14 | HL534E | 14 | BUTTERFLY VALVE,LUG,GEAR W/MEMORY STOP,DI BODY,SS DISC,200 WOG,EPDM LINER | 8947.45 | 168 | 1 | 697988372528 | 69798837252
BFV124 | 76 | HL934E A U | HL934E | 8 | BUTTERFLY VALVE,LUG,GEAR OPERATOR W/LOCKOUT,DI BODY,SS DISC,250 WOG,EPDM LINER | 4089.98 | 0 | 1 | 697988761063 | 69798876106
BFV124 | 76 | HL934E AWJ | HL934E | 12 | BUTTERFLY VALVE,LUG,GEAR OPERATOR W/LOCKOUT,DI BODY,SS DISC,250 WOG,EPDM LINER | 7614.34 | 0 | 1 | 697988761070 | 69798876107
BFV124 | 79 | HWCR0140N | HWCR0140N |  | HANDWHEEL,BUTTERFLY VALVE, 14" - 16" | 710.49 | 6.84 | 1 | 697988651340 | 69798865134
BFV124 | 79 | HWCR0180-01 | HWCR018001 |  | PIN,HANDWHEEL,9.6X45mm FOR GEAR OPERATED BUTTERFLY VALVES SIZES 18"-24" | 3.67 | 0.06 | 1 | 697988714953 | 69798871495
BFV124 | 79 | HWCR0180N | HWCR0180N |  | HANDWHEEL,BUTTERFLY VALVE,18" - 20" | 1065.68 | 6.5 | 1 | 697988651357 | 69798865135
BFV124 | 79 | HWCR0240N | HWCR0240N |  | HANDWHEEL,BUTTERFLY VALVE, 24" | 1065.68 | 14.82 | 1 | 697988702769 | 69798870276
BFV124 | 79 | HWCR0600-01 | HWCR060001 |  | PIN,HANDWHEEL,4X30mm,FOR GEAR OPERATED BUTTERFLY VALVES SIZES 2" - 6" | 1.81 | 0.01 | 1 | 697988714960 | 69798871496
BFV124 | 79 | HWCR0600N | HWCR0600N |  | HANDWHEEL,BUTTERFLY VALVE,2" - 6" | 415.98 | 1.9 | 1 | 697988651364 | 69798865136
BFV124 | 79 | HWCR0900-01 | HWCR090001 |  | PIN,HANDWHEEL,4.8X30mm,FOR GEAR OPERATED BUTTERFLY VALVES SIZES 8" - 16" | 2.75 | 0.01 | 1 | 697988714977 | 69798871497
BFV124 | 79 | HWCR0900N | HWCR0900N |  | HANDWHEEL,BUTTERFLY VALVE,8" - 12" | 528.2 | 4.4 | 1 | 697988651371 | 69798865137
BFV124 | 76 | HW133B-A A J | HW133BA | 2 | BUTTERFLY VALVE,WAFER,BARE STEM,DI BODY,ALMN/BRNZ DISC,250 WOG,BUNA LINER,EPOXY COATED BODY | 902.16 | 6.2 | 1 | 697988642171 | 69798864217
BFV124 | 76 | HW133B-A A L | HW133BA | 3 | BUTTERFLY VALVE,WAFER,BARE STEM,DI BODY,ALMN/BRNZ DISC,250 WOG,BUNA LINER,EPOXY COATED BODY | 1042.35 | 8 | 1 | 697988634602 | 69798863460
BFV124 | 76 | HW133B-A A N | HW133BA | 4 | BUTTERFLY VALVE,WAFER,BARE STEM,DI BODY,ALMN/BRNZ DISC,250 WOG,BUNA LINER,EPOXY COATED BODY | 1262.03 | 12 | 1 | 697988634596 | 69798863459
BFV124 | 76 | HW133BS A S | HW133BS | 6 | BUTTERFLY VALVE,WAFER,BARE STEM,DI BODY,ALMN/BRNZ DISC,250 WOG,BUNA LINER,316 SS STEM | 1696.81 | 17.26 | 1 | 697988646131 | 69798864613
BFV124 | 76 | HW133ES A J | HW133ES | 2 | BUTTERFLY VALVE,WAFER,BARE STEM,DI BODY,ALMN/BRNZ DISC,250 WOG,EPDM LNR,316 SS STM | 724.48 | 8 | 1 | 697988713161 | 69798871316
BFV124 | 76 | HW133ES A K | HW133ES | 2 1/2 | BUTTERFLY VALVE,WAFER,BARE STEM,DI BODY,ALMN/BRNZ DISC,250 WOG,EPDM LNR,316 SS STM | 724.48 | 8.474 | 1 | 697988713178 | 69798871317
BFV124 | 76 | HW133ES A L | HW133ES | 3 | BUTTERFLY VALVE,WAFER,LEVER HANDLE,DI BODY,ALMN/BRNZ DISC,250 WOG,EPDM LNR,316 SS STM | 808.66 | 8.84 | 1 | 697988713185 | 69798871318
BFV124 | 76 | HW133ES A N | HW133ES | 4 | BUTTERFLY VALVE,WAFER,BARE STEM,DI BODY,ALMN/BRNZ DISC,250 WOG,EPDM LNR,316 SS STM | 1023.67 | 12 | 1 | 697988712904 | 69798871290
BFV124 | 76 | HW133ES A R | HW133ES | 5 | BUTTERFLY VALVE,WAFER,BARE STEM,DI BODY,ALMN/BRNZ DISC,250 WOG,EPDM LNR,316 SS STM | 1458.36 | 13.44 | 1 | 697988713192 | 69798871319
BFV124 | 76 | HW133ES A S | HW133ES | 6 | BUTTERFLY VALVE,WAFER,BARE STEM,DI BODY,ALMN/BRNZ DISC,250 WOG,EPDM LINER,316 SS STEM | 1696.8 | 18.074 | 1 | 697988713208 | 69798871320
BFV124 | 76 | HW133ES A W | HW133ES | 10 | BUTTERFLY VALVE,WAFER,BARE STEM,DI BODY,ALMN/BRNZ DISC,250 WOG,EPDM LINER,316 SS STEM | 3342.08 | 65.85 | 1 | 697988677746 | 69798867774
BFV124 | 76 | HW133ES AWJ | HW133ES | 12 | BUTTERFLY VALVE,WAFER,BARE STEM,DI BODY,ALMN/BRNZ DISC,250 WOG,EPDM LNR,316 SS STM | 4968.71 | 73.5 | 1 | 697988713215 | 69798871321
BFV124 | 76 | HW134B A J | HW134B | 2 | BUTTERFLY VALVE,WAFER,BARE STEM,DI BODY,316 SS DISC,200 WOG,250 TEST,BUNA LINER | 808.63 | 0 | 1 | 697988759916 | 69798875991
BFV124 | 76 | HW134B A L | HW134B | 3 | BUTTERFLY VALVE,WAFER,BARE STEM,DI BODY,316 SS DISC,200 WOG,250 TEST,BUNA LINER | 995.67 | 0 | 1 | 697988759909 | 69798875990
BFV124 | 76 | HW134B A N | HW134B | 4 | BUTTERFLY VALVE,WAFER,BARE STEM,DI BODY,316 SS DISC,200 WOG,250 TEST,BUNA LINER | 1238.64 | 0 | 1 | 697988759800 | 69798875980
BFV124 | 76 | HW134E A N | HW134E | 4 | BUTTERFLY VALVE,WAFER,BARE STEM,DI BODY,SS DISC,250 WOG,EPDM LINER | 1238.64 | 11 | 1 | 697988718203 | 69798871820
BFV124 | 76 | HW134E A S | HW134E | 6 | BUTTERFLY VALVE,WAFER,BARE STEM,DI BODY,SS DISC,250 WOG,EPDM LINER | 1939.92 | 18.6 | 1 | 697988718210 | 69798871821
BFV124 | 76 | HW232B A J | HW232B | 2 | BUTTERFLY VALVE,WAFER,LEVER HANDLE,DI BODY,NICKEL PLTD DI DISC,250 WOG,BUNA LINER | 673.06 | 8.26 | 1 | 697988627291 | 69798862729
BFV124 | 76 | HW232B A K | HW232B | 2 1/2 | BUTTERFLY VALVE,WAFER,LEVER HANDLE,DI BODY,NICKEL PLTD DI DISC,250 WOG,BUNA LINER | 673.06 | 9.868 | 1 | 697988627307 | 69798862730
BFV124 | 76 | HW232B A L | HW232B | 3 | BUTTERFLY VALVE,WAFER,LEVER HANDLE,DI BODY,NICKEL PLTD DI DISC,250 WOG,BUNA LINER | 757.23 | 10.132 | 1 | 697988627314 | 69798862731
BFV124 | 76 | HW232B A N | HW232B | 4 | BUTTERFLY VALVE,WAFER,LEVER HANDLE,DI BODY,NICKEL PLTD DI DISC,250 WOG,BUNA LINER | 944.15 | 13.326 | 1 | 697988627321 | 69798862732
BFV124 | 76 | HW232B A R | HW232B | 5 | BUTTERFLY VALVE,WAFER,LEVER HANDLE,DI BODY,NICKEL PLTD DI DISC,250 WOG,BUNA LINER | 1266.72 | 16.466 | 1 | 697988627338 | 69798862733
BFV124 | 76 | HW232B A S | HW232B | 6 | BUTTERFLY VALVE,WAFER,LEVER HANDLE,DI BODY,NICKEL PLTD DI DISC,250 WOG,BUNA LINER | 1523.84 | 21.22 | 1 | 697988627345 | 69798862734
BFV124 | 76 | HW232B A U | HW232B | 8 | BUTTERFLY VALVE,WAFER,LEVER HANDLE,DI BODY,NICKEL PLTD DI DISC,250 WOG,BUNA LINER | 2014.65 | 34.49 | 1 | 697988627352 | 69798862735
BFV124 | 76 | HW232BS A S | HW232BS | 6 | BUTTERFLY VALVE,WAFER,LEVER HANDLE,DI BODY,NICKEL PLTD DI DISC,250 WOG,BUNA LINER,316 SS STEM | 1682.81 | 23 | 1 | 697988634138 | 69798863413
BFV124 | 76 | HW232E A K | HW232B | 2 1/2 | BUTTERFLY VALVE,WAFER,LEVER HANDLE,DI BODY,ALUM. NICKLE PLATED DI DISC,250 WOG,EPDM LINER | 673.06 | 9.82 | 1 | 697988716919 | 69798871691
BFV124 | 76 | HW232E A L | HW232E | 3 | BUTTERFLY VALVE,WAFER,LEVER HANDLE,DI BODY,NICKEL PLTD DI DISC,250 WOG,EPDM LINER | 757.23 | 12.3 | 1 | 697988595002 | 69798859500
BFV124 | 76 | HW233B A J | HW233B | 2 | BUTTERFLY VALVE,WAFER,LEVER HANDLE,DI BODY,ALMN/BRNZ DISC,250 WOG,BUNA LINER | 719.84 | 8.16 | 1 | 697988646018 | 69798864601
BFV124 | 76 | HW233B A K | HW233B | 2 1/2 | BUTTERFLY VALVE,WAFER,LEVER HANDLE,DI BODY,ALUM. BRONZE DISC,250 WOG,BUNA LINER | 719.84 | 10.48 | 1 | 697988706361 | 69798870636
BFV124 | 76 | HW233B A L | HW233B | 3 | BUTTERFLY VALVE,WAFER,LEVER HANDLE,DI BODY,ALMN/BRNZ DISC,250 WOG,BUNA LINER | 794.61 | 10.48 | 1 | 697988649422 | 69798864942
BFV124 | 76 | HW233B A N | HW233B | 4 | BUTTERFLY VALVE,WAFER,LEVER HANDLE,DI BODY,ALMN/BRNZ DISC,250 WOG,BUNA LINER | 1028.33 | 13.98 | 1 | 697988645998 | 69798864599
BFV124 | 76 | HW233B A S | HW233B | 6 | BUTTERFLY VALVE,WAFER,LEVER HANDLE,DI BODY,ALMN/BRNZ DISC,250 WOG,BUNA LINER | 1664.17 | 20.26 | 1 | 697988588851 | 69798858885
BFV124 | 76 | HW233B A U | HW233B | 8 | BUTTERFLY VALVE,WAFER,LEVER HANDLE,DI BODY,ALMN/BRNZ DISC,250 WOG,BUNA LINER | 2341.81 | 35.9 | 1 | 697988646001 | 69798864600
BFV124 | 76 | HW233BS A S | HW233BS | 6 | BUTTERFLY VALVE,WAFER,LEVER HANDLE,DI BODY,ALMN/BRNZ DISC,250 WOG,BUNA LINER,316 SS STEM | 1823.11 | 20.122 | 1 | 697988646100 | 69798864610
BFV124 | 76 | HW233ES A L | HW233ES | 3 | BUTTERFLY VALVE,WAFER,LEVER HANDLE,DI BODY,SS DISC,200 WOG,EPDM LINER,250 TEST | 892.81 | 10.17 | 1 | 697988715080 | 69798871508
BFV124 | 76 | HW233ES A N | HW233ES | 4 | BUTTERFLY VALVE,WAFER,LEVER HANDLE,DI BODY,SS DISC,200 WOG,EPDM LINER,250 TEST | 1145.15 | 13.376 | 1 | 697988712911 | 69798871291
BFV124 | 76 | HW233ESA A J | HW233ESA | 2 | BUTTERFLY VALVE,WAFER,LEVER HANDLE,DI BODY,ALMN/BRNZ DISC,250 WOG,EPDM LNR,316 SS STM,EPOXY CTD BDY | 1075.07 | 10 | 1 | 697988541139 | 69798854113
BFV124 | 76 | HW233ESA A K | HW233ESA | 2 1/2 | BUTTERFLY VALVE,WAFER,LEVER HANDLE,DI BODY,ALMN/BRNZ DISC,250 WOG,EPDM LNR,316 SS STM,EPOXY CTD BDY | 1075.07 | 11 | 1 | 697988541122 | 69798854112
BFV124 | 76 | HW233ESA A L | HW233ESA | 3 | BUTTERFLY VALVE,WAFER,LEVER HANDLE,DI BODY,ALMN/BRNZ DISC,250 WOG,EPDM LNR,316 SS STM,EPOXY CTD BDY | 1224.7 | 12 | 1 | 697988541115 | 69798854111
BFV124 | 76 | HW233ESA A N | HW233ESA | 4 | BUTTERFLY VALVE,WAFER,LEVER HANDLE,DI BODY,ALMN/BRNZ DISC,250 WOG,EPDM LNR,316 SS STM,EPOXY CTD BDY | 1500.35 | 15 | 1 | 697988541108 | 69798854110
BFV124 | 76 | HW233ESA A S | HW233ESA | 6 | BUTTERFLY VALVE,WAFER,LEVER HANDLE,DI BODY,ALMN/BRNZ DISC,250 WOG,EPDM LNR,316 SS STM,EPOXY CTD BDY | 2295.16 | 23 | 1 | 697988541092 | 69798854109
BFV124 | 76 | HW233ESA A U | HW233ESA | 8 | BUTTERFLY VALVE,WAFER,LEVER HANDLE,DI BODY,ALMN/BRNZ DISC,250 WOG,EPDM LNR,316 SS STM,EPOXY CTD BDY | 3089.67 | 39 | 1 | 697988541085 | 69798854108
BFV124 | 76 | HW234B A L | HW234B | 3 | BUTTERFLY VALVE,WAFER,LEVER HANDLE,DI BODY,SS DISC,200 WOG,BUNA LINER,250 TEST | 1084.42 | 0 | 1 | 697988746817 | 69798874681
BFV124 | 76 | HW234B A S | HW234B | 6 | BUTTERFLY VALVE,WAFER,LEVER HANDLE,DI BODY,SS DISC,200 WOG,BUNA LINER,250 TEST | 2070.76 | 19 | 1 | 697988500228 | 69798850022
BFV124 | 76 | HW234NB A S | HW234NB | 6 | BUTTERFLY VALVE,WAFER,LEVER HANDLE,DI BODY,SS DISC,250 WOG,BLACK NEOPRENE LINER | 2351.19 | 20.72 | 1 | 697988679214 | 69798867921
BFV124 | 76 | HW234NB A U | HW234NB | 8 | BUTTERFLY VALVE,WAFER,LEVER HANDLE,DI BODY,SS DISC,250 WOG,BLACK NEOPRENE LINER | 3711.34 | 36.026 | 1 | 697988691308 | 69798869130
BFV124 | 76 | HW234V A J | HW234V | 2 | BUTTERFLY VALVE,WAFER,LEVER HANDLE,DI BODY,SS DISC,250 WOG,VITON LINER | 1458.34 | 8.382 | 1 | 697988627369 | 69798862736
BFV124 | 76 | HW234V A K | HW234V | 2 1/2 | BUTTERFLY VALVE,WAFER,LEVER HANDLE,DI BODY,SS DISC,250 WOG,VITON LINER | 1458.34 | 10.48 | 1 | 697988627376 | 69798862737
BFV124 | 76 | HW234V A L | HW234V | 3 | BUTTERFLY VALVE,WAFER,LEVER HANDLE,DI BODY,SS DISC,250 WOG,VITON LINER | 1649.98 | 10.54 | 1 | 697988627383 | 69798862738
BFV124 | 76 | HW234V A N | HW234V | 4 | BUTTERFLY VALVE,WAFER,LEVER HANDLE,DI BODY,SS DISC,250 WOG,VITON LINER | 2042.6 | 14.2 | 1 | 697988627390 | 69798862739
BFV124 | 76 | HW234V A R | HW234V | 5 | BUTTERFLY VALVE,WAFER,LEVER HANDLE,DI BODY,SS DISC,250 WOG,VITON LINER | 2837.33 | 17.48 | 1 | 697988627406 | 69798862740
BFV124 | 76 | HW234V A S | HW234V | 6 | BUTTERFLY VALVE,WAFER,LEVER HANDLE,DI BODY,SS DISC,250 WOG,VITON LINER | 3089.75 | 20.698 | 1 | 697988596498 | 69798859649
BFV124 | 76 | HW234V A U | HW234V | 8 | BUTTERFLY VALVE,WAFER,LEVER HANDLE,DI BODY,SS DISC,250 WOG,VITON LINER | 4903.26 | 36.026 | 1 | 697988627413 | 69798862741
BFV124 | 76 | HW332B A S | HW332B | 6 | BUTTERFLY VALVE,WAFER,GEAR OPERATOR,DI BODY,NICKEL PLTD DI DISC,250 WOG,BUNA LINER | 2098.74 | 28.48 | 1 | 697988627420 | 69798862742
BFV124 | 76 | HW332B A U | HW332B | 8 | BUTTERFLY VALVE,WAFER,GEAR OPERATOR,DI BODY,NICKEL PLTD DI DISC,250 WOG,BUNA LINER | 2692.41 | 49.738 | 1 | 697988627437 | 69798862743
BFV124 | 76 | HW333B A U | HW333B | 8 | BUTTERFLY VALVE,WAFER,GEAR OPERATOR,DI BODY,ALMN/BRNZ DISC,250 WOG,BUNA LINER | 3033.63 | 50.76 | 1 | 697988646025 | 69798864602
BFV124 | 76 | HW333B A W | HW333B | 10 | BUTTERFLY VALVE,WAFER,GEAR OPERATOR,DI BODY,ALMN/BRNZ DISC,250 WOG,BUNA LINER | 3753.35 | 68.44 | 1 | 697988646032 | 69798864603
BFV124 | 76 | HW333B AWJ | HW333B | 12 | BUTTERFLY VALVE,WAFER,GEAR OPERATOR,DI BODY,ALMN/BRNZ DISC,250 WOG,BUNA LINER | 5141.67 | 94.88 | 1 | 697988649415 | 69798864941
BFV124 | 76 | HW333B A16 | HW333B | 16 | BUTTERFLY VALVE,WAFER,GEAR OPERATOR,DI BODY,ALMN/BRNZ DISC,200 WOG,BUNA LINER | 10393.91 | 230 | 1 | 697988672574 | 69798867257
BFV124 | 76 | HW333B A24 | HW333B | 24 | BUTTERFLY VALVE,WAFER,GEAR OPERATOR,DI BODY,ALMN/BRNZ DISC,200 WOG,BUNA LINER | 24832.71 | 640 | 1 | 697988672598 | 69798867259
BFV124 | 76 | HW333B-A A L | HW333BA | 3 | BUTTERFLY VALVE,WAFER,GEAR OPERATOR,DI BODY,ALMN/BRNZ DISC,250 WOG,BUNA LINER,EPOXY COATED BODY | 1696.75 | 14 | 1 | 697988634145 | 69798863414
BFV124 | 76 | HW333B-A A N | HW333BA | 4 | BUTTERFLY VALVE,WAFER,GEAR OPERATOR,DI BODY,ALMN/BRNZ DISC,250 WOG,BUNA LINER,EPOXY COATED BODY | 1963.07 | 17 | 1 | 697988634152 | 69798863415
BFV124 | 76 | HW333BS A S | HW333BS | 6 | BUTTERFLY VALVE,WAFER,GEAR OPERATOR,DI BODY,ALMN/BRNZ DISC,250 WOG,BUNA LINER,316 SS STEM | 2397.95 | 27.98 | 1 | 697988646254 | 69798864625
BFV124 | 76 | HW333BS A U | HW333BS | 8 | BUTTERFLY VALVE,WAFER,GEAR OPERATOR,DI BODY,ALMN/BRNZ DISC,250 WOG,BUNA LINER,316 SS STEM | 3257.95 | 51.16 | 1 | 697988646087 | 69798864608
BFV124 | 76 | HW333ES A L | HW333ES | 3 | BUTTERFLY VALVE,WAFER,GEAR OPERATOR,DI BODY,SS DISC,250 WOG,EPDM LINER | 1463.03 | 18.06 | 1 | 697988718289 | 69798871828
BFV124 | 76 | HW334B A K | HW334B | 2 1/2 | BUTTERFLY VALVE,WAFER,GEAR OPERATOR,DI BODY,SS DISC,250 WOG,BUNA LINER | 1463.04 | 13 | 1 | 697988597945 | 69798859794
BFV124 | 76 | HW334NB A W | HW334NB | 10 | BUTTERFLY VALVE,WAFER,GEAR OPERATOR,DI BODY,SS DISC,250 WOG,BLACK NEOPRENE LINER | 6277.44 | 60 | 1 | 697988698994 | 69798869899
BFV124 | 76 | HW334NB AWJ | HW334NB | 12 | BUTTERFLY VALVE,WAFER,GEAR OPERATOR,DI BODY,SS DISC,250 WOG,BLACK NEOPRENE LINER | 8334.21 | 81 | 1 | 697988692077 | 69798869207
BFV124 | 76 | HW334V A S | HW334V | 6 | BUTTERFLY VALVE,WAFER,GEAR OPERATOR,DI BODY,SS DISC,250 WOG,VITON LINER | 3641.33 | 27.662 | 1 | 697988627444 | 69798862744
BFV124 | 76 | HW334V A U | HW334V | 8 | BUTTERFLY VALVE,WAFER,GEAR OPERATOR,DI BODY,SS DISC,250 WOG,VITON LINER | 5585.73 | 51.304 | 1 | 697988627451 | 69798862745
BFV124 | 79 | H84C0130000 | H84C0130000 |  | LOCKING KIT,M-SERIES 4" & 6"; HIGH PERFORMANCE BUTTERFLY,2 1/2"- 4" | 266.44 | 0.56 | 1 | 697988650718 | 69798865071
BFV124 | 79 | H84H0130000 | H84H0130000 |  | LOCKING KIT,M-SERIES 18"-20"; & HIGH PERFORMANCE BUTTERFLY,12" CLASS 300,14" CLASS 150 | 280.42 | 1.03 | 1 | 697988650749 | 69798865074
BFV124 | 79 | H84M0130000 | H84M0130000 |  | GEAR LOCKING KIT,HIGH PERFORMANCE BUTTERFLY,120:1 | 280.42 | 1 | 1 | 697988651388 | 69798865138
BFV124 | 79 | K8115-24N - L | K811524NL |  | GEAR WITH HANDWHEEL 2" - 3" | 682.47 | 9.268 | 1 | 697988651395 | 69798865139
BFV124 | 79 | K8115-24N - R | K811524NR |  | GEAR WITH HANDWHEEL 4" - 5" | 743.21 | 9.672 | 1 | 697988651401 | 69798865140
BFV124 | 79 | K8115-24N - S | K811524NS |  | GEAR WITH HANDWHEEL 6" | 774.17 | 9.726 | 1 | 697988651425 | 69798865142
BFV124 | 79 | K8115-30N - U | K811530NU |  | GEAR WITH HANDWHEEL 8" | 920.88 | 21.124 | 1 | 697988651432 | 69798865143
BFV124 | 79 | K8115-30N - W | K811530NW |  | GEAR WITH HANDWHEEL 10" - 12" | 920.88 | 21.18 | 1 | 697988651449 | 69798865144
BFV124 | 79 | K8115-48N -16 | K811548N16 |  | GEAR WITH HANDWHEEL 14" - 16" | 1425.63 | 33.784 | 1 | 697988651456 | 69798865145
BFV124 | 79 | K8115-65N -20 | K811565N20 |  | GEAR WITH HANDWHEEL 18-20" | 2393.2 | 33.784 | 1 | 697988728448 | 69798872844
BFV124 | 70 | ML122B D J | ML122B | 2 | BUTTERFLY VALVE,LUG,BARE STEM,CI BODY,NCKL PLTD DI DISC,200 WOG,BUNA LINER,DOUBLE DEAD END | 472.08 | 7.2 | 1 | 697988622395 | 69798862239
BFV124 | 70 | ML122B D K | ML122B | 2 1/2 | BUTTERFLY VALVE,LUG,BARE STEM,CI BODY,NCKL PLTD DI DISC,200 WOG,BUNA LINER,DOUBLE DEAD END | 472.08 | 8.894 | 1 | 697988622401 | 69798862240
BFV124 | 70 | ML122B D L | ML122B | 3 | BUTTERFLY VALVE,LUG,BARE STEM,CI BODY,NCKL PLTD DI DISC,200 WOG,BUNA LINER,DOUBLE DEAD END | 523.47 | 9.52 | 1 | 697988622418 | 69798862241
BFV124 | 70 | ML122B D N | ML122B | 4 | BUTTERFLY VALVE,LUG,BARE STEM,CI BODY,NCKL PLTD DI DISC,200 WOG,BUNA LINER,DOUBLE DEAD END | 645.02 | 15.68 | 1 | 697988622425 | 69798862242
BFV124 | 70 | ML122B D R | ML122B | 5 | BUTTERFLY VALVE,LUG,BARE STEM,CI BODY,NCKL PLTD DI DISC,200 WOG,BUNA LINER,DOUBLE DEAD END | 930.2 | 19.57 | 1 | 697988622432 | 69798862243
BFV124 | 70 | ML122B D S | ML122B | 6 | BUTTERFLY VALVE,LUG,BARE STEM,CI BODY,NCKL PLTD DI DISC,200 WOG,BUNA LINER,DOUBLE DEAD END | 1121.9 | 23.55 | 1 | 697988622449 | 69798862244
BFV124 | 70 | ML122B D U | ML122B | 8 | BUTTERFLY VALVE,LUG,BARE STEM,CI BODY,NCKL PLTD DI DISC,200 WOG,BUNA LINER,DOUBLE DEAD END | 1542.49 | 39.1 | 1 | 697988622456 | 69798862245
BFV124 | 70 | ML122B D W | ML122B | 10 | BUTTERFLY VALVE,LUG,BARE STEM,CI BODY,NCKL PLTD DI DISC,200 WOG,BUNA LINER,DOUBLE DEAD END | 2201.6 | 63.99 | 1 | 697988622463 | 69798862246
BFV124 | 70 | ML122B DWJ | ML122B | 12 | BUTTERFLY VALVE,LUG,BARE STEM,CI BODY,NCKL PLTD DI DISC,200 WOG,BUNA LINER,DOUBLE DEAD END | 2926.11 | 90 | 1 | 697988622470 | 69798862247
BFV124 | 77 | ML122B A14 | ML122B | 14 | BUTTERFLY VALVE,LUG,BARE STEM,CI BODY,NCKL PLTD DI DISC,150 WOG,BUNA LINER | 4240.68 | 175 | 1 | 697988130999 | 69798813099
BFV124 | 77 | ML122B A16 | ML122B | 16 | BUTTERFLY VALVE,LUG,BARE STEM,CI BODY,NCKL PLTD DI DISC,150 WOG,BUNA LINER | 6016.95 | 214 | 1 | 697988131002 | 69798813100
BFV124 | 77 | ML122B A18 | ML122B | 18 | BUTTERFLY VALVE,LUG,BARE STEM,CI BODY,NCKL PLTD DI DISC,150 WOG,BUNA LINER | 7526.66 | 298 | 1 | 697988131019 | 69798813101
BFV124 | 77 | ML122B A20 | ML122B | 20 | BUTTERFLY VALVE,LUG,BARE STEM,CI BODY,NCKL PLTD DI DISC,150 WOG,BUNA LINER | 9769.22 | 358 | 1 | 697988131026 | 69798813102
BFV124 | 70 | ML122E D J | ML122E | 2 | BUTTERFLY VALVE,LUG,BARE STEM,CI BODY,NCKL PLTD DI DISC,200 WOG,EPDM LINER,DOUBLE DEAD END | 472.08 | 7.3 | 1 | 697988622487 | 69798862248
BFV124 | 70 | ML122E D K | ML122E | 2 1/2 | BUTTERFLY VALVE,LUG,BARE STEM,CI BODY,NCKL PLTD DI DISC,200 WOG,EPDM LINER,DOUBLE DEAD END | 472.08 | 8.83 | 1 | 697988622494 | 69798862249
BFV124 | 70 | ML122E D L | ML122E | 3 | BUTTERFLY VALVE,LUG,BARE STEM,CI BODY,NCKL PLTD DI DISC,200 WOG,EPDM LINER,DOUBLE DEAD END | 523.47 | 9.32 | 1 | 697988622500 | 69798862250
BFV124 | 70 | ML122E D N | ML122E | 4 | BUTTERFLY VALVE,LUG,BARE STEM,CI BODY,NCKL PLTD DI DISC,200 WOG,EPDM LINER,DOUBLE DEAD END | 645.02 | 15.95 | 1 | 697988622517 | 69798862251
BFV124 | 70 | ML122E D R | ML122E | 5 | BUTTERFLY VALVE,LUG,BARE STEM,CI BODY,NCKL PLTD DI DISC,200 WOG,EPDM LINER,DOUBLE DEAD END | 930.2 | 20.05 | 1 | 697988622524 | 69798862252
BFV124 | 70 | ML122E D S | ML122E | 6 | BUTTERFLY VALVE,LUG,BARE STEM,CI BODY,NCKL PLTD DI DISC,200 WOG,EPDM LINER,DOUBLE DEAD END | 1121.9 | 23.14 | 1 | 697988622531 | 69798862253
BFV124 | 70 | ML122E D U | ML122E | 8 | BUTTERFLY VALVE,LUG,BARE STEM,CI BODY,NCKL PLTD DI DISC,200 WOG,EPDM LINER,DOUBLE DEAD END | 1542.49 | 39.45 | 1 | 697988622548 | 69798862254
BFV124 | 70 | ML122E D W | ML122E | 10 | BUTTERFLY VALVE,LUG,BARE STEM,CI BODY,NCKL PLTD DI DISC,200 WOG,EPDM LINER,DOUBLE DEAD END | 2201.6 | 51.4 | 1 | 697988622555 | 69798862255
BFV124 | 70 | ML122E DWJ | ML122E | 12 | BUTTERFLY VALVE,LUG,BARE STEM,CI BODY,NCKL PLTD DI DISC,200 WOG,EPDM LINER,DOUBLE DEAD END | 2926.11 | 92.6 | 1 | 697988622562 | 69798862256
BFV124 | 77 | ML122E A14 | ML122E | 14 | BUTTERFLY VALVE,LUG,BARE STEM,CI BODY,NCKL PLTD DI DISC,150 WOG,EPDM LINER | 4240.68 | 148 | 1 | 697988131316 | 69798813131
BFV124 | 77 | ML122E A16 | ML122E | 16 | BUTTERFLY VALVE,LUG,BARE STEM,CI BODY,NCKL PLTD DI DISC,150 WOG,EPDM LINER | 6016.95 | 237 | 1 | 697988131323 | 69798813132
BFV124 | 77 | ML122E A18 | ML122E | 18 | BUTTERFLY VALVE,LUG,BARE STEM,CI BODY,NCKL PLTD DI DISC,150 WOG,EPDM LINER | 7526.66 | 298 | 1 | 697988324497 | 69798832449
BFV124 | 77 | ML122E A20 | ML122E | 20 | BUTTERFLY VALVE,LUG,BARE STEM,CI BODY,NCKL PLTD DI DISC,150 WOG,EPDM LINER | 9769.22 | 376 | 1 | 697988339118 | 69798833911
BFV124 | 77 | ML122E A24 | ML122E | 24 | BUTTERFLY VALVE,LUG,BARE STEM,CI BODY,NCKL PLTD DI DISC,150 WOG,EPDM LINER | 16429.99 | 610 | 1 | 697988131330 | 69798813133
BFV124 | 77 | ML122E -30 | ML122E | 30 | BUTTERFLY VALVE,LUG,BARE STEM,CI BODY,NCKL PLTD DI DISC,150 WOG,EPDM LINER | 30142.33 | 900 | 1 | 697988131217 | 69798813121
BFV124 | 70 | ML122E-A A W | ML122EA | 10 | BUTTERFLY VALVE,LUG,BARE STEM,CI BODY,NCKL PLTD DI DISC,200 WOG,EPDM LINER,EPOXY COATED BODY | 2837.31 | 70 | 1 | 697988596566 | 69798859656
BFV124 | 77 | ML122ES A24 | ML122ES | 24 | BUTTERFLY VALVE,LUG,BARE STEM,CI BODY,NCKL PLTD DI DISC,150 WOG,EPDM LINER,316 SS STEM | 20197.41 | 610 | 1 | 697988343023 | 69798834302
BFV124 | 70 | ML122ESA A N | ML122ESA | 4 | BUTTERFLY VALVE,LUG,BARE STEM,CI BODY,NCKL PLTD DI DISC,200 WOG,EPDM LINER,316 SS STEM,EPOXY CTD BDY | 1117.07 | 15.95 | 1 | 697988395541 | 69798839554
BFV124 | 70 | ML122H A L | ML122H | 3 | BUTTERFLY VALVE,LUG,BARE STEM,CI BODY,NCKL PLTD DI DISC,200 WOG,HYPALON LINER | 733.81 | 9.74 | 1 | 697988131439 | 69798813143
BFV124 | 70 | ML122H A N | ML122H | 4 | BUTTERFLY VALVE,LUG,BARE STEM,CI BODY,NCKL PLTD DI DISC,200 WOG,HYPALON LINER | 855.39 | 16.35 | 1 | 697988131446 | 69798813144
BFV124 | 70 | ML122V A J | ML122V | 2 | BUTTERFLY VALVE,LUG,BARE STEM,CI BODY,NCKL PLTD DI DISC,200 WOG,VITON LINER | 1037.6 | 8 | 1 | 697988131545 | 69798813154
BFV124 | 70 | ML122V A K | ML122V | 2 1/2 | BUTTERFLY VALVE,LUG,BARE STEM,CI BODY,NCKL PLTD DI DISC,200 WOG,VITON LINER | 1037.6 | 9.5 | 1 | 697988131552 | 69798813155
BFV124 | 70 | ML122V A L | ML122V | 3 | BUTTERFLY VALVE,LUG,BARE STEM,CI BODY,NCKL PLTD DI DISC,200 WOG,VITON LINER | 1088.99 | 9.4 | 1 | 697988131569 | 69798813156
BFV124 | 70 | ML122V A N | ML122V | 4 | BUTTERFLY VALVE,LUG,BARE STEM,CI BODY,NCKL PLTD DI DISC,200 WOG,VITON LINER | 1327.48 | 16.35 | 1 | 697988131576 | 69798813157
BFV124 | 70 | ML122V A R | ML122V | 5 | BUTTERFLY VALVE,LUG,BARE STEM,CI BODY,NCKL PLTD DI DISC,200 WOG,VITON LINER | 1925.83 | 20 | 1 | 697988131583 | 69798813158
BFV124 | 70 | ML122V A S | ML122V | 6 | BUTTERFLY VALVE,LUG,BARE STEM,CI BODY,NCKL PLTD DI DISC,200 WOG,VITON LINER | 2140.88 | 24.32 | 1 | 697988131590 | 69798813159
BFV124 | 70 | ML122V A U | ML122V | 8 | BUTTERFLY VALVE,LUG,BARE STEM,CI BODY,NCKL PLTD DI DISC,200 WOG,VITON LINER | 3323.41 | 39.05 | 1 | 697988131606 | 69798813160
BFV124 | 70 | ML122V A W | ML122V | 10 | BUTTERFLY VALVE,LUG,BARE STEM,CI BODY,NCKL PLTD DI DISC,200 WOG,VITON LINER | 4276.98 | 70 | 1 | 697988131613 | 69798813161
BFV124 | 70 | ML122V AWJ | ML122V | 12 | BUTTERFLY VALVE,LUG,BARE STEM,CI BODY,NCKL PLTD DI DISC,200 WOG,VITON LINER | 5506.31 | 91 | 1 | 697988131620 | 69798813162
BFV124 | 77 | ML122V A14 | ML122V | 14 | BUTTERFLY VALVE,LUG,BARE STEM,CI BODY,NCKL PLTD DI DISC,150 WOG,VITON LINER | 8237.16 | 149 | 1 | 697988573239 | 69798857323
BFV124 | 77 | ML122V A16 | ML122V | 16 | BUTTERFLY VALVE,LUG,BARE STEM,CI BODY,NCKL PLTD DI DISC,150 WOG,VITON LINER | 11785.26 | 237 | 1 | 697988538962 | 69798853896
BFV124 | 77 | ML122V A18 | ML122V | 18 | BUTTERFLY VALVE,LUG,BARE STEM,CI BODY,NCKL PLTD DI DISC,150 WOG,VITON LINER | 14196.33 | 298 | 1 | 697988538979 | 69798853897
BFV124 | 77 | ML122V A20 | ML122V | 20 | BUTTERFLY VALVE,LUG,BARE STEM,CI BODY,NCKL PLTD DI DISC,150 WOG,VITON LINER | 17593.48 | 358 | 1 | 697988540477 | 69798854047
BFV124 | 77 | ML122V A24 | ML122V | 24 | BUTTERFLY VALVE,LUG,BARE STEM,CI BODY,NCKL PLTD DI DISC,150 WOG,VITON LINER | 27011.75 | 610 | 1 | 697988540484 | 69798854048
BFV124 | 70 | ML123B D J | ML123B | 2 | BUTTERFLY VALVE,LUG,BARE STEM,CI BODY,ALMN/BRNZ DISC,200 WOG,BUNA LINER,DOUBLE DEAD END | 518.85 | 7.06 | 1 | 697988622579 | 69798862257
BFV124 | 70 | ML123B D K | ML123B | 2 1/2 | BUTTERFLY VALVE,LUG,BARE STEM,CI BODY,ALMN/BRNZ DISC,200 WOG,BUNA LINER,DOUBLE DEAD END | 518.85 | 8.87 | 1 | 697988622586 | 69798862258
BFV124 | 70 | ML123B D L | ML123B | 3 | BUTTERFLY VALVE,LUG,BARE STEM,CI BODY,ALMN/BRNZ DISC,200 WOG,BUNA LINER,DOUBLE DEAD END | 560.91 | 8.948 | 1 | 697988622593 | 69798862259
BFV124 | 70 | ML123B D N | ML123B | 4 | BUTTERFLY VALVE,LUG,BARE STEM,CI BODY,ALMN/BRNZ DISC,200 WOG,BUNA LINER,DOUBLE DEAD END | 733.85 | 15.4 | 1 | 697988622609 | 69798862260
BFV124 | 70 | ML123B D R | ML123B | 5 | BUTTERFLY VALVE,LUG,BARE STEM,CI BODY,ALMN/BRNZ DISC,200 WOG,BUNA LINER,DOUBLE DEAD END | 1121.9 | 18.33 | 1 | 697988622616 | 69798862261
BFV124 | 70 | ML123B D S | ML123B | 6 | BUTTERFLY VALVE,LUG,BARE STEM,CI BODY,ALMN/BRNZ DISC,200 WOG,BUNA LINER,DOUBLE DEAD END | 1262.05 | 23.74 | 1 | 697988622623 | 69798862262
BFV124 | 70 | ML123B D U | ML123B | 8 | BUTTERFLY VALVE,LUG,BARE STEM,CI BODY,ALMN/BRNZ DISC,200 WOG,BUNA LINER,DOUBLE DEAD END | 1874.4 | 35.4 | 1 | 697988622630 | 69798862263
BFV124 | 70 | ML123B D W | ML123B | 10 | BUTTERFLY VALVE,LUG,BARE STEM,CI BODY,ALMN/BRNZ DISC,200 WOG,BUNA LINER,DOUBLE DEAD END | 2505.39 | 61.34 | 1 | 697988622647 | 69798862264
BFV124 | 70 | ML123B DWJ | ML123B | 12 | BUTTERFLY VALVE,LUG,BARE STEM,CI BODY,ALMN/BRNZ DISC,200 WOG,BUNA LINER,DOUBLE DEAD END | 3772.1 | 92.15 | 1 | 697988622654 | 69798862265
BFV124 | 77 | ML123B A14 | ML123B | 14 | BUTTERFLY VALVE,LUG,BARE STEM,CI BODY,ALMN/BRNZ DISC,150 WOG,BUNA LINER | 5328.7 | 141 | 1 | 697988131828 | 69798813182
BFV124 | 77 | ML123B A16 | ML123B | 16 | BUTTERFLY VALVE,LUG,BARE STEM,CI BODY,ALMN/BRNZ DISC,150 WOG,BUNA LINER | 7326.89 | 237 | 1 | 697988131835 | 69798813183
BFV124 | 77 | ML123B A18 | ML123B | 18 | BUTTERFLY VALVE,LUG,BARE STEM,CI BODY,ALMN/BRNZ DISC,150 WOG,BUNA LINER | 9680.31 | 298 | 1 | 697988338838 | 69798833883
BFV124 | 77 | ML123B A20 | ML123B | 20 | BUTTERFLY VALVE,LUG,BARE STEM,CI BODY,ALMN/BRNZ DISC,150 WOG,BUNA LINER | 12544.53 | 376 | 1 | 697988324923 | 69798832492
BFV124 | 77 | ML123B-A A16 | ML123BA | 16 | BUTTERFLY VALVE,LUG,BARE STEM,CI BODY,ALMN/BRNZ DISC,150 WOG,BUNA LINER,EPOXY COATED | 8387.22 | 237 | 1 | 697988693005 | 69798869300
BFV124 | 70 | ML123E D J | ML123E | 2 | BUTTERFLY VALVE,LUG,BARE STEM,CI BODY,ALMN/BRNZ DISC,200 WOG,EPDM LINER,DOUBLE DEAD END | 518.85 | 6.778 | 1 | 697988622661 | 69798862266
BFV124 | 70 | ML123E D K | ML123E | 2 1/2 | BUTTERFLY VALVE,LUG,BARE STEM,CI BODY,ALMN/BRNZ DISC,200 WOG,EPDM LINER,DOUBLE DEAD END | 518.85 | 8.322 | 1 | 697988622678 | 69798862267
BFV124 | 70 | ML123E D L | ML123E | 3 | BUTTERFLY VALVE,LUG,BARE STEM,CI BODY,ALMN/BRNZ DISC,200 WOG,EPDM LINER,DOUBLE DEAD END | 560.91 | 8.948 | 1 | 697988622685 | 69798862268
BFV124 | 70 | ML123E D N | ML123E | 4 | BUTTERFLY VALVE,LUG,BARE STEM,CI BODY,ALMN/BRNZ DISC,200 WOG,EPDM LINER,DOUBLE DEAD END | 733.85 | 15.012 | 1 | 697988622692 | 69798862269
BFV124 | 70 | ML123E D R | ML123E | 5 | BUTTERFLY VALVE,LUG,BARE STEM,CI BODY,ALMN/BRNZ DISC,200 WOG,EPDM LINER,DOUBLE DEAD END | 1121.9 | 18.782 | 1 | 697988622708 | 69798862270
BFV124 | 70 | ML123E D S | ML123E | 6 | BUTTERFLY VALVE,LUG,BARE STEM,CI BODY,ALMN/BRNZ DISC,200 WOG,EPDM LINER,DOUBLE DEAD END | 1262.05 | 22.94 | 1 | 697988622715 | 69798862271
BFV124 | 70 | ML123E D U | ML123E | 8 | BUTTERFLY VALVE,LUG,BARE STEM,CI BODY,ALMN/BRNZ DISC,200 WOG,EPDM LINER,DOUBLE DEAD END | 1874.4 | 38.62 | 1 | 697988622722 | 69798862272
BFV124 | 70 | ML123E D W | ML123E | 10 | BUTTERFLY VALVE,LUG,BARE STEM,CI BODY,ALMN/BRNZ DISC,200 WOG,EPDM LINER,DOUBLE DEAD END | 2505.39 | 70 | 1 | 697988622739 | 69798862273
BFV124 | 70 | ML123E DWJ | ML123E | 12 | BUTTERFLY VALVE,LUG,BARE STEM,CI BODY,ALMN/BRNZ DISC,200 WOG,EPDM LINER,DOUBLE DEAD END | 3772.1 | 93.5 | 1 | 697988622746 | 69798862274
BFV124 | 77 | ML123E A14 | ML123E | 14 | BUTTERFLY VALVE,LUG,BARE STEM,CI BODY,ALMN/BRNZ DISC,150 WOG,EPDM LINER | 5328.7 | 175 | 1 | 697988132153 | 69798813215
BFV124 | 77 | ML123E A16 | ML123E | 16 | BUTTERFLY VALVE,LUG,BARE STEM,CI BODY,ALMN/BRNZ DISC,150 WOG,EPDM LINER | 7326.89 | 206 | 1 | 697988132160 | 69798813216
BFV124 | 77 | ML123E A18 | ML123E | 18 | BUTTERFLY VALVE,LUG,BARE STEM,CI BODY,ALMN/BRNZ DISC,150 WOG,EPDM LINER | 9680.31 | 314 | 1 | 697988132177 | 69798813217
BFV124 | 77 | ML123E A20 | ML123E | 20 | BUTTERFLY VALVE,LUG,BARE STEM,CI BODY,ALMN/BRNZ DISC,150 WOG,EPDM LINER | 12544.53 | 370 | 1 | 697988132184 | 69798813218
BFV124 | 77 | ML123E A24 | ML123E | 24 | BUTTERFLY VALVE,LUG,BARE STEM,CI BODY,ALMN/BRNZ DISC,150 WOG,EPDM LINER | 21714.22 | 610 | 1 | 697988132191 | 69798813219
BFV124 | 77 | ML123E -30 | ML123E | 30 | BUTTERFLY VALVE,LUG,BARE STEM,CI BODY,ALMN/BRNZ DISC,150 WOG,EPDM LINER | 39098.86 | 900 | 1 | 697988512368 | 69798851236
BFV124 | 77 | ML123E -36 | ML123E | 36 | BUTTERFLY VALVE,LUG,BARE STEM,CI BODY,ALMN/BRNZ DISC,150 WOG,EPDM LINER | 61612.39 | 1625 | 1 | 697988571303 | 69798857130
BFV124 | 70 | ML123E-A A S | ML123EA | 6 | BUTTERFLY VALVE,LUG,BARE STEM,CI BODY,ALMN/BRNZ DISC,200 WOG,EPDM LINER,EPOXY CTD BODY | 1734.11 | 23.55 | 1 | 697988499362 | 69798849936
BFV124 | 77 | ML123E-A A16 | ML123EA | 16 | BUTTERFLY VALVE,LUG,BARE STEM,CI BODY,ALMN/BRNZ DISC,150 WOG,EPDM LINER,EPOXY CTD BODY | 8387.22 | 237 | 1 | 697988526976 | 69798852697
BFV124 | 77 | ML123E-A A18 | ML123EA | 18 | BUTTERFLY VALVE,LUG,BARE STEM,CI BODY,ALMN/BRNZ DISC,150 WOG,EPDM LINER,EPOXY CTD BODY | 10740.66 | 298 | 1 | 697988526983 | 69798852698
BFV124 | 70 | ML123NW A U | ML123NW | 8 | BUTTERFLY VALVE,LUG,BARE STEM,CI BODY,ALMN/BRNZ DISC,200 WOG,WHITE NEOPRENE LINER | 2519.43 | 38 | 1 | 697988330207 | 69798833020
BFV124 | 70 | ML123V A J | ML123V | 2 | BUTTERFLY VALVE,LUG,BARE STEM,CI BODY,ALMN/BRNZ DISC,200 WOG,VITON LINER | 1084.41 | 8 | 1 | 697988132412 | 69798813241
BFV124 | 70 | ML123V A K | ML123V | 2 1/2 | BUTTERFLY VALVE,LUG,BARE STEM,CI BODY,ALMN/BRNZ DISC,200 WOG,VITON LINER | 1084.41 | 9.5 | 1 | 697988132429 | 69798813242
BFV124 | 70 | ML123V A L | ML123V | 3 | BUTTERFLY VALVE,LUG,BARE STEM,CI BODY,ALMN/BRNZ DISC,200 WOG,VITON LINER | 1126.45 | 9.6 | 1 | 697988132436 | 69798813243
BFV124 | 70 | ML123V A N | ML123V | 4 | BUTTERFLY VALVE,LUG,BARE STEM,CI BODY,ALMN/BRNZ DISC,200 WOG,VITON LINER | 1416.32 | 14.534 | 1 | 697988132443 | 69798813244
BFV124 | 70 | ML123V A R | ML123V | 5 | BUTTERFLY VALVE,LUG,BARE STEM,CI BODY,ALMN/BRNZ DISC,200 WOG,VITON LINER | 2117.54 | 20 | 1 | 697988132450 | 69798813245
BFV124 | 70 | ML123V A S | ML123V | 6 | BUTTERFLY VALVE,LUG,BARE STEM,CI BODY,ALMN/BRNZ DISC,200 WOG,VITON LINER | 2281.02 | 24 | 1 | 697988132467 | 69798813246
BFV124 | 70 | ML123V A U | ML123V | 8 | BUTTERFLY VALVE,LUG,BARE STEM,CI BODY,ALMN/BRNZ DISC,200 WOG,VITON LINER | 3655.31 | 38 | 1 | 697988132474 | 69798813247
BFV124 | 70 | ML123V A W | ML123V | 10 | BUTTERFLY VALVE,LUG,BARE STEM,CI BODY,ALMN/BRNZ DISC,200 WOG,VITON LINER | 4580.75 | 70 | 1 | 697988132481 | 69798813248
BFV124 | 70 | ML123V AWJ | ML123V | 12 | BUTTERFLY VALVE,LUG,BARE STEM,CI BODY,ALMN/BRNZ DISC,200 WOG,VITON LINER | 6352.34 | 91 | 1 | 697988132498 | 69798813249
BFV124 | 77 | ML123V A14 | ML123V | 14 | BUTTERFLY VALVE,LUG,BARE STEM,CI BODY,ALMN/BRNZ DISC,150 WOG,VITON LINER | 9325.16 | 175 | 1 | 697988603202 | 69798860320
BFV124 | 70 | ML124B D J | ML124B | 2 | BUTTERFLY VALVE,LUG,BARE STEM,CI BODY,SS DISC,200 WOG,BUNA LINER,DOUBLE DEAD END | 719.82 | 7.35 | 1 | 697988622753 | 69798862275
BFV124 | 70 | ML124B D K | ML124B | 2 1/2 | BUTTERFLY VALVE,LUG,BARE STEM,CI BODY,SS DISC,200 WOG,BUNA LINER,DOUBLE DEAD END | 719.82 | 8.74 | 1 | 697988622760 | 69798862276
BFV124 | 70 | ML124B D L | ML124B | 3 | BUTTERFLY VALVE,LUG,BARE STEM,CI BODY,SS DISC,200 WOG,BUNA LINER,DOUBLE DEAD END | 850.7 | 9.6 | 1 | 697988622777 | 69798862277
BFV124 | 70 | ML124B D N | ML124B | 4 | BUTTERFLY VALVE,LUG,BARE STEM,CI BODY,SS DISC,200 WOG,BUNA LINER,DOUBLE DEAD END | 1065.68 | 16.2 | 1 | 697988622784 | 69798862278
BFV124 | 70 | ML124B D R | ML124B | 5 | BUTTERFLY VALVE,LUG,BARE STEM,CI BODY,SS DISC,200 WOG,BUNA LINER,DOUBLE DEAD END | 1505.1 | 19.38 | 1 | 697988622791 | 69798862279
BFV124 | 70 | ML124B D S | ML124B | 6 | BUTTERFLY VALVE,LUG,BARE STEM,CI BODY,SS DISC,200 WOG,BUNA LINER,DOUBLE DEAD END | 1664.06 | 23.7 | 1 | 697988622807 | 69798862280
BFV124 | 70 | ML124B D U | ML124B | 8 | BUTTERFLY VALVE,LUG,BARE STEM,CI BODY,SS DISC,200 WOG,BUNA LINER,DOUBLE DEAD END | 2650.25 | 38.94 | 1 | 697988622814 | 69798862281
BFV124 | 70 | ML124B D W | ML124B | 10 | BUTTERFLY VALVE,LUG,BARE STEM,CI BODY,SS DISC,200 WOG,BUNA LINER,DOUBLE DEAD END | 4375.06 | 65.85 | 1 | 697988622821 | 69798862282
BFV124 | 70 | ML124B DWJ | ML124B | 12 | BUTTERFLY VALVE,LUG,BARE STEM,CI BODY,SS DISC,200 WOG,BUNA LINER,DOUBLE DEAD END | 5955 | 91 | 1 | 697988622838 | 69798862283
BFV124 | 77 | ML124B A14 | ML124B | 14 | BUTTERFLY VALVE,LUG,BARE STEM,CI BODY,SS DISC,150 WOG,BUNA LINER | 6423.14 | 142 | 1 | 697988132719 | 69798813271
BFV124 | 77 | ML124B A16 | ML124B | 16 | BUTTERFLY VALVE,LUG,BARE STEM,CI BODY,SS DISC,150 WOG,BUNA LINER | 8725.17 | 237 | 1 | 697988132726 | 69798813272
BFV124 | 77 | ML124B A20 | ML124B | 20 | BUTTERFLY VALVE,LUG,BARE STEM,CI BODY,SS DISC,200 WOG,BUNA LINER | 16072.2 | 376 | 1 | 697988510463 | 69798851046
BFV124 | 77 | ML124B A24 | ML124B | 24 | BUTTERFLY VALVE,LUG,BARE STEM,CI BODY,SS DISC,150 WOG,BUNA LINER | 25282.18 | 610 | 1 | 697988132733 | 69798813273
BFV124 | 77 | ML124B -30 | ML124B | 30 | BUTTERFLY VALVE,LUG,BARE STEM,CI BODY,SS DISC,150 WOG,BUNA LINER | 47811.2 | 900 | 1 | 697988132610 | 69798813261
BFV124 | 70 | ML124B-A A S | ML124BA | 6 | BUTTERFLY VALVE,LUG,BARE STEM,CI BODY,SS DISC,200 WOG,BUNA LINER,EPOXY COATED BODY | 2136.11 | 23.45 | 1 | 697988698130 | 69798869813
BFV124 | 70 | ML124E D J | ML124E | 2 | BUTTERFLY VALVE,LUG,BARE STEM,CI BODY,SS DISC,200 WOG,EPDM LINER,DOUBLE DEAD END | 719.82 | 7.24 | 1 | 697988622845 | 69798862284
BFV124 | 70 | ML124E D K | ML124E | 2 1/2 | BUTTERFLY VALVE,LUG,BARE STEM,CI BODY,SS DISC,200 WOG,EPDM LINER,DOUBLE DEAD END | 719.82 | 8.81 | 1 | 697988622852 | 69798862285
BFV124 | 70 | ML124E D L | ML124E | 3 | BUTTERFLY VALVE,LUG,BARE STEM,CI BODY,SS DISC,200 WOG,EPDM LINER,DOUBLE DEAD END | 850.7 | 9.66 | 1 | 697988622869 | 69798862286
BFV124 | 70 | ML124E D N | ML124E | 4 | BUTTERFLY VALVE,LUG,BARE STEM,CI BODY,SS DISC,200 WOG,EPDM LINER,DOUBLE DEAD END | 1065.68 | 15.98 | 1 | 697988622876 | 69798862287
BFV124 | 70 | ML124E D R | ML124E | 5 | BUTTERFLY VALVE,LUG,BARE STEM,CI BODY,SS DISC,200 WOG,EPDM LINER,DOUBLE DEAD END | 1505.1 | 19.41 | 1 | 697988622883 | 69798862288
BFV124 | 70 | ML124E D S | ML124E | 6 | BUTTERFLY VALVE,LUG,BARE STEM,CI BODY,SS DISC,200 WOG,EPDM LINER,DOUBLE DEAD END | 1664.06 | 23.92 | 1 | 697988622890 | 69798862289
BFV124 | 70 | ML124E D U | ML124E | 8 | BUTTERFLY VALVE,LUG,BARE STEM,CI BODY,SS DISC,200 WOG,EPDM LINER,DOUBLE DEAD END | 2650.25 | 39.44 | 1 | 697988622906 | 69798862290
BFV124 | 70 | ML124E D W | ML124E | 10 | BUTTERFLY VALVE,LUG,BARE STEM,CI BODY,SS DISC,200 WOG,EPDM LINER,DOUBLE DEAD END | 4375.06 | 65.2 | 1 | 697988622913 | 69798862291
BFV124 | 70 | ML124E DWJ | ML124E | 12 | BUTTERFLY VALVE,LUG,BARE STEM,CI BODY,SS DISC,200 WOG,EPDM LINER,DOUBLE DEAD END | 5955 | 91.84 | 1 | 697988622920 | 69798862292
BFV124 | 77 | ML124E A14 | ML124E | 14 | BUTTERFLY VALVE,LUG,BARE STEM,CI BODY,SS DISC,150 WOG,EPDM LINER | 6423.14 | 158 | 1 | 697988132924 | 69798813292
BFV124 | 77 | ML124E A16 | ML124E | 16 | BUTTERFLY VALVE,LUG,BARE STEM,CI BODY,SS DISC,150 WOG,EPDM LINER | 8725.17 | 237 | 1 | 697988132931 | 69798813293
BFV124 | 77 | ML124E A18 | ML124E | 18 | BUTTERFLY VALVE,LUG,BARE STEM,CI BODY,SS DISC,150 WOG,EPDM LINER | 11829.98 | 298 | 1 | 697988132948 | 69798813294
BFV124 | 77 | ML124E A20 | ML124E | 20 | BUTTERFLY VALVE,LUG,BARE STEM,CI BODY,SS DISC,150 WOG,EPDM LINER | 16072.2 | 376 | 1 | 697988132955 | 69798813295
BFV124 | 77 | ML124E A24 | ML124E | 24 | BUTTERFLY VALVE,LUG,BARE STEM,CI BODY,SS DISC,150 WOG,EPDM LINER | 25282.18 | 610 | 1 | 697988132962 | 69798813296
BFV124 | 77 | ML124E -30 | ML124E | 30 | BUTTERFLY VALVE,LUG,BARE STEM,CI BODY,SS DISC,150 WOG,EPDM LINER | 47811.2 | 900 | 1 | 697988399501 | 69798839950
BFV124 | 77 | ML124E -36 | ML124E | 36 | BUTTERFLY VALVE,LUG,BARE STEM,CI BODY,SS DISC,150 WOG,EPDM LINER | 74494.34 | 1410 | 1 | 697988570801 | 69798857080
BFV124 | 70 | ML124E-A A N | ML124EA | 4 | BUTTERFLY VALVE,LUG,BARE STEM,CI BODY,SS DISC,200 WOG,EPDM LINER,EPOXY CTD BODY | 1420.88 | 16.15 | 1 | 697988132993 | 69798813299
BFV124 | 70 | ML124E-A A U | ML124EA | 8 | BUTTERFLY VALVE,LUG,BARE STEM,CI BODY,SS DISC,200 WOG,EPDM LINER,EPOXY CTD BODY | 3173.72 | 39.14 | 1 | 697988662575 | 69798866257
BFV124 | 70 | ML124E-DA D L | ML124EDA | 3 | BUTTERFLY VALVE,LUG,BARE STEM,CI BODY,SS DISC,200 WOG,EPDM LINER,DOUBLE DEAD END,ASSEMBLED DRY | 850.7 | 0 | 1 | 697988747593 | 69798874759
BFV124 | 70 | ML124H A S | ML124H | 6 | BUTTERFLY VALVE,LUG,BARE STEM,CI BODY,SS DISC,200 WOG,HYPALON LINER | 1944.47 | 23.542 | 1 | 697988692138 | 69798869213
BFV124 | 70 | ML124NB A J | ML124NB | 2 | BUTTERFLY VALVE,LUG,BARE STEM,CI BODY,SS DISC,200 WOG,BLACK NEOPRENE LINER | 930.2 | 7.35 | 1 | 697988133037 | 69798813303
BFV124 | 70 | ML124NB A K | ML124NB | 2 1/2 | BUTTERFLY VALVE,LUG,BARE STEM,CI BODY,SS DISC,200 WOG,BLACK NEOPRENE LINER | 930.2 | 8.74 | 1 | 697988133044 | 69798813304
BFV124 | 70 | ML124NB A L | ML124NB | 3 | BUTTERFLY VALVE,LUG,BARE STEM,CI BODY,SS DISC,200 WOG,BLACK NEOPRENE LINER | 1061.07 | 8.032 | 1 | 697988133051 | 69798813305
BFV124 | 70 | ML124NB A N | ML124NB | 4 | BUTTERFLY VALVE,LUG,BARE STEM,CI BODY,SS DISC,200 WOG,BLACK NEOPRENE LINER | 1276.06 | 18.85 | 1 | 697988133068 | 69798813306
BFV124 | 70 | ML124NB A S | ML124NB | 6 | BUTTERFLY VALVE,LUG,BARE STEM,CI BODY,SS DISC,200 WOG,BLACK NEOPRENE LINER | 1944.47 | 23.452 | 1 | 697988133082 | 69798813308
BFV124 | 70 | ML124NB A U | ML124NB | 8 | BUTTERFLY VALVE,LUG,BARE STEM,CI BODY,SS DISC,200 WOG,BLACK NEOPRENE LINER | 3239.23 | 38.76 | 1 | 697988133099 | 69798813309
BFV124 | 70 | ML124NB A W | ML124NB | 10 | BUTTERFLY VALVE,LUG,BARE STEM,CI BODY,SS DISC,200 WOG,BLACK NEOPRENE LINER | 5029.49 | 65.85 | 1 | 697988133105 | 69798813310
BFV124 | 70 | ML124NB AWJ | ML124NB | 12 | BUTTERFLY VALVE,LUG,BARE STEM,CI BODY,SS DISC,200 WOG,BLACK NEOPRENE LINER | 6964.65 | 92 | 1 | 697988133112 | 69798813311
BFV124 | 70 | ML124NW A J | ML124NW | 2 | BUTTERFLY VALVE,LUG,BARE STEM,CI BODY,SS DISC,200 WOG,WHITE NEOPRENE LINER | 944.2 | 7.35 | 1 | 697988133129 | 69798813312
BFV124 | 70 | ML124NW A K | ML124NW | 2 1/2 | BUTTERFLY VALVE,LUG,BARE STEM,CI BODY,SS DISC,200 WOG,WHITE NEOPRENE LINER | 944.2 | 8.74 | 1 | 697988133136 | 69798813313
BFV124 | 70 | ML124NW A L | ML124NW | 3 | BUTTERFLY VALVE,LUG,BARE STEM,CI BODY,SS DISC,200 WOG,WHITE NEOPRENE LINER | 1075.05 | 8.032 | 1 | 697988133143 | 69798813314
BFV124 | 70 | ML124NW A N | ML124NW | 4 | BUTTERFLY VALVE,LUG,BARE STEM,CI BODY,SS DISC,200 WOG,WHITE NEOPRENE LINER | 1290.04 | 16.2 | 1 | 697988133150 | 69798813315
BFV124 | 70 | ML124NW A S | ML124NW | 6 | BUTTERFLY VALVE,LUG,BARE STEM,CI BODY,SS DISC,200 WOG,WHITE NEOPRENE LINER | 2000.67 | 24 | 1 | 697988133174 | 69798813317
BFV124 | 70 | ML124NW A U | ML124NW | 8 | BUTTERFLY VALVE,LUG,BARE STEM,CI BODY,SS DISC,200 WOG,WHITE NEOPRENE LINER | 3295.31 | 38.76 | 1 | 697988133181 | 69798813318
BFV124 | 70 | ML124NW A W | ML124NW | 10 | BUTTERFLY VALVE,LUG,BARE STEM,CI BODY,SS DISC,200 WOG,WHITE NEOPRENE LINER | 5108.93 | 65.85 | 1 | 697988133198 | 69798813319
BFV124 | 70 | ML124NW AWJ | ML124NW | 12 | BUTTERFLY VALVE,LUG,BARE STEM,CI BODY,SS DISC,200 WOG,WHITE NEOPRENE LINER | 7025.35 | 92 | 1 | 697988133204 | 69798813320
BFV124 | 70 | ML124T A J | ML124T | 2 | BUTTERFLY VALVE,LUG,BARE STEM,CI BODY,SS DISC,200 WOG,TEFLON LINER | 2267.04 | 7.45 | 1 | 697988133211 | 69798813321
BFV124 | 70 | ML124T A K | ML124T | 2 1/2 | BUTTERFLY VALVE,LUG,BARE STEM,CI BODY,SS DISC,200 WOG,TEFLON LINER | 2491.44 | 9.19 | 1 | 697988133228 | 69798813322
BFV124 | 70 | ML124T A L | ML124T | 3 | BUTTERFLY VALVE,LUG,BARE STEM,CI BODY,SS DISC,200 WOG,TEFLON LINER | 2678.3 | 9.76 | 1 | 697988133235 | 69798813323
BFV124 | 70 | ML124T A N | ML124T | 4 | BUTTERFLY VALVE,LUG,BARE STEM,CI BODY,SS DISC,200 WOG,TEFLON LINER | 3178.42 | 15.36 | 1 | 697988133242 | 69798813324
BFV124 | 70 | ML124T A S | ML124T | 6 | BUTTERFLY VALVE,LUG,BARE STEM,CI BODY,SS DISC,200 WOG,TEFLON LINER | 4473.24 | 24.34 | 1 | 697988133259 | 69798813325
BFV124 | 70 | ML124T A U | ML124T | 8 | BUTTERFLY VALVE,LUG,BARE STEM,CI BODY,SS DISC,200 WOG,TEFLON LINER | 6786.96 | 38.76 | 1 | 697988133266 | 69798813326
BFV124 | 70 | ML124T A W | ML124T | 10 | BUTTERFLY VALVE,LUG,BARE STEM,CI BODY,SS DISC,200 WOG,TEFLON LINER | 9189.51 | 65.85 | 1 | 697988133273 | 69798813327
BFV124 | 70 | ML124T AWJ | ML124T | 12 | BUTTERFLY VALVE,LUG,BARE STEM,CI BODY,SS DISC,200 WOG,TEFLON LINER | 12288.64 | 92 | 1 | 697988133280 | 69798813328
BFV124 | 70 | ML124V A J | ML124V | 2 | BUTTERFLY VALVE,LUG,BARE STEM,CI BODY,SS DISC,200 WOG,VITON LINER | 1285.36 | 7.15 | 1 | 697988133389 | 69798813338
BFV124 | 70 | ML124V A K | ML124V | 2 1/2 | BUTTERFLY VALVE,LUG,BARE STEM,CI BODY,SS DISC,200 WOG,VITON LINER | 1285.36 | 9.5 | 1 | 697988133396 | 69798813339
BFV124 | 70 | ML124V A L | ML124V | 3 | BUTTERFLY VALVE,LUG,BARE STEM,CI BODY,SS DISC,200 WOG,VITON LINER | 1416.23 | 10 | 1 | 697988133402 | 69798813340
BFV124 | 70 | ML124V A N | ML124V | 4 | BUTTERFLY VALVE,LUG,BARE STEM,CI BODY,SS DISC,200 WOG,VITON LINER | 1748.15 | 15.45 | 1 | 697988133419 | 69798813341
BFV124 | 70 | ML124V A R | ML124V | 5 | BUTTERFLY VALVE,LUG,BARE STEM,CI BODY,SS DISC,200 WOG,VITON LINER | 2500.74 | 20 | 1 | 697988133426 | 69798813342
BFV124 | 70 | ML124V A S | ML124V | 6 | BUTTERFLY VALVE,LUG,BARE STEM,CI BODY,SS DISC,200 WOG,VITON LINER | 2683.01 | 24.36 | 1 | 697988133433 | 69798813343
BFV124 | 70 | ML124V A U | ML124V | 8 | BUTTERFLY VALVE,LUG,BARE STEM,CI BODY,SS DISC,200 WOG,VITON LINER | 4431.2 | 44.52 | 1 | 697988133440 | 69798813344
BFV124 | 70 | ML124V A W | ML124V | 10 | BUTTERFLY VALVE,LUG,BARE STEM,CI BODY,SS DISC,200 WOG,VITON LINER | 6450.45 | 70 | 1 | 697988133457 | 69798813345
BFV124 | 70 | ML124V AWJ | ML124V | 12 | BUTTERFLY VALVE,LUG,BARE STEM,CI BODY,SS DISC,200 WOG,VITON LINER | 8535.21 | 92 | 1 | 697988133464 | 69798813346
BFV124 | 77 | ML124V A14 | ML124V | 14 | BUTTERFLY VALVE,LUG,BARE STEM,CI BODY,SS DISC,150 WOG,VITON LINER | 10879.3 | 142 | 1 | 697988326484 | 69798832648
BFV124 | 77 | ML124V A16 | ML124V | 16 | BUTTERFLY VALVE,LUG,BARE STEM,CI BODY,SS DISC,150 WOG,VITON LINER | 15537.46 | 236 | 1 | 697988133471 | 69798813347
BFV124 | 77 | ML124V A18 | ML124V | 18 | BUTTERFLY VALVE,LUG,BARE STEM,CI BODY,SS DISC,150 WOG,VITON LINER | 19547.2 | 298 | 1 | 697988326491 | 69798832649
BFV124 | 77 | ML124V A20 | ML124V | 20 | BUTTERFLY VALVE,LUG,BARE STEM,CI BODY,SS DISC,150 WOG,VITON LINER | 26363.46 | 376 | 1 | 697988326507 | 69798832650
BFV124 | 77 | ML124V A24 | ML124V | 24 | BUTTERFLY VALVE,LUG,BARE STEM,CI BODY,SS DISC,150 WOG,VITON LINER | 39400.79 | 610 | 1 | 697988326514 | 69798832651
BFV124 | 70 | ML127B A J | ML127B | 2 | BUTTERFLY VALVE,LUG,BARE STEM,CI BODY,NYLON CTD DI DISC,200 WOG,BUNA LINER | 546.86 | 7.35 | 1 | 697988133495 | 69798813349
BFV124 | 70 | ML127B A K | ML127B | 2 1/2 | BUTTERFLY VALVE,LUG,BARE STEM,CI BODY,NYLON CTD DI DISC,200 WOG,BUNA LINER | 546.86 | 8.74 | 1 | 697988133501 | 69798813350
BFV124 | 70 | ML127B A L | ML127B | 3 | BUTTERFLY VALVE,LUG,BARE STEM,CI BODY,NYLON CTD DI DISC,200 WOG,BUNA LINER | 616.94 | 8.032 | 1 | 697988133518 | 69798813351
BFV124 | 70 | ML127B A N | ML127B | 4 | BUTTERFLY VALVE,LUG,BARE STEM,CI BODY,NYLON CTD DI DISC,200 WOG,BUNA LINER | 752.6 | 16.2 | 1 | 697988133525 | 69798813352
BFV124 | 70 | ML127B A R | ML127B | 5 | BUTTERFLY VALVE,LUG,BARE STEM,CI BODY,NYLON CTD DI DISC,200 WOG,BUNA LINER | 1079.78 | 19.38 | 1 | 697988133532 | 69798813353
BFV124 | 70 | ML127B A S | ML127B | 6 | BUTTERFLY VALVE,LUG,BARE STEM,CI BODY,NYLON CTD DI DISC,200 WOG,BUNA LINER | 1294.84 | 23.452 | 1 | 697988133549 | 69798813354
BFV124 | 70 | ML127B A U | ML127B | 8 | BUTTERFLY VALVE,LUG,BARE STEM,CI BODY,NYLON CTD DI DISC,200 WOG,BUNA LINER | 1766.88 | 38.76 | 1 | 697988133556 | 69798813355
BFV124 | 70 | ML127B A W | ML127B | 10 | BUTTERFLY VALVE,LUG,BARE STEM,CI BODY,NYLON CTD DI DISC,200 WOG,BUNA LINER | 2500.76 | 65.85 | 1 | 697988133563 | 69798813356
BFV124 | 70 | ML127B AWJ | ML127B | 12 | BUTTERFLY VALVE,LUG,BARE STEM,CI BODY,NYLON CTD DI DISC,200 WOG,BUNA LINER | 3323.38 | 92 | 1 | 697988133570 | 69798813357
BFV124 | 70 | ML127E A J | ML127E | 2 | BUTTERFLY VALVE,LUG,BARE STEM,CI BODY,NYLON CTD DI DISC,200 WOG,EPDM LINER | 546.86 | 7.35 | 1 | 697988133587 | 69798813358
BFV124 | 70 | ML127E A K | ML127E | 2 1/2 | BUTTERFLY VALVE,LUG,BARE STEM,CI BODY,NYLON CTD DI DISC,200 WOG,EPDM LINER | 546.86 | 8.74 | 1 | 697988133594 | 69798813359
BFV124 | 70 | ML127E A L | ML127E | 3 | BUTTERFLY VALVE,LUG,BARE STEM,CI BODY,NYLON CTD DI DISC,200 WOG,EPDM LINER | 616.94 | 9.42 | 1 | 697988133600 | 69798813360
BFV124 | 70 | ML127E A N | ML127E | 4 | BUTTERFLY VALVE,LUG,BARE STEM,CI BODY,NYLON CTD DI DISC,200 WOG,EPDM LINER | 752.6 | 17 | 1 | 697988133617 | 69798813361
BFV124 | 70 | ML127E A R | ML127E | 5 | BUTTERFLY VALVE,LUG,BARE STEM,CI BODY,NYLON CTD DI DISC,200 WOG,EPDM LINER | 1079.78 | 20 | 1 | 697988133624 | 69798813362
BFV124 | 70 | ML127E A S | ML127E | 6 | BUTTERFLY VALVE,LUG,BARE STEM,CI BODY,NYLON CTD DI DISC,200 WOG,EPDM LINER | 1294.84 | 24 | 1 | 697988133631 | 69798813363
BFV124 | 70 | ML127E A U | ML127E | 8 | BUTTERFLY VALVE,LUG,BARE STEM,CI BODY,NYLON CTD DI DISC,200 WOG,EPDM LINER | 1766.88 | 37.85 | 1 | 697988133648 | 69798813364
BFV124 | 70 | ML127E A W | ML127E | 10 | BUTTERFLY VALVE,LUG,BARE STEM,CI BODY,NYLON CTD DI DISC,200 WOG,EPDM LINER | 2500.76 | 70 | 1 | 697988133655 | 69798813365
BFV124 | 70 | ML127E AWJ | ML127E | 12 | BUTTERFLY VALVE,LUG,BARE STEM,CI BODY,NYLON CTD DI DISC,200 WOG,EPDM LINER | 3323.38 | 92 | 1 | 697988133662 | 69798813366
BFV124 | 70 | ML127NBS A K | ML127NBS | 2 1/2 | BUTTERFLY VALVE,LUG,BARE STEM,CI BODY,NYLON CTD DI DISC,200 WOG,BLACK NEOPRENE LINER,316 SS STEM | 846.04 | 8.74 | 1 | 697988326200 | 69798832620
BFV124 | 70 | ML127NBS A L | ML127NBS | 3 | BUTTERFLY VALVE,LUG,BARE STEM,CI BODY,NYLON CTD DI DISC,200 WOG,BLACK NEOPRENE LINER,316 SS STEM | 925.49 | 8.032 | 1 | 697988326217 | 69798832621
BFV124 | 70 | ML127NBS A N | ML127NBS | 4 | BUTTERFLY VALVE,LUG,BARE STEM,CI BODY,NYLON CTD DI DISC,200 WOG,BLACK NEOPRENE LINER,316 SS STEM | 1079.8 | 16.2 | 1 | 697988326224 | 69798832622
BFV124 | 70 | ML127NBS A S | ML127NBS | 6 | BUTTERFLY VALVE,LUG,BARE STEM,CI BODY,NYLON CTD DI DISC,200 WOG,BLACK NEOPRENE LINER,316 SS STEM | 1734.22 | 23.452 | 1 | 697988326248 | 69798832624
BFV124 | 70 | ML127NBS A U | ML127NBS | 8 | BUTTERFLY VALVE,LUG,BARE STEM,CI BODY,NYLON CTD DI DISC,200 WOG,BLACK NEOPRENE LINER,316 SS STEM | 2580.18 | 38.76 | 1 | 697988326255 | 69798832625
BFV124 | 70 | ML127NBS A W | ML127NBS | 10 | BUTTERFLY VALVE,LUG,BARE STEM,CI BODY,NYLON CTD DI DISC,200 WOG,BLACK NEOPRENE LINER,316 SS STEM | 3585.24 | 70 | 1 | 697988326262 | 69798832626
BFV124 | 70 | ML127NBS AWJ | ML127NBS | 12 | BUTTERFLY VALVE,LUG,BARE STEM,CI BODY,NYLON CTD DI DISC,200 WOG,BLACK NEOPRENE LINER,316 SS STEM | 5006.09 | 92 | 1 | 697988326279 | 69798832627
BFV124 | 70 | ML128E A N | ML128E | 4 | BUTTERFLY VALVE,LUG,BARE STEM,CI BODY,EPOXY CTD DI DISC,200 WOG,EPDM LINER | 733.81 | 16.2 | 1 | 697988373242 | 69798837324
BFV124 | 71 | ML132B D K | ML132B | 2 1/2 | BUTTERFLY VALVE,LUG,BARE STEM,DI BODY,NCKL PLTD DI DISC,200 WOG,BUNA LINER,DOUBLE DEAD END | 528.2 | 9 | 1 | 697988673465 | 69798867346
BFV124 | 71 | ML132B D L | ML132B | 3 | BUTTERFLY VALVE,LUG,BARE STEM,DI BODY,NCKL PLTD DI DISC,200 WOG,BUNA LINER,DOUBLE DEAD END | 602.97 | 0 | 1 | 697988746343 | 69798874634
BFV124 | 71 | ML132B D N | ML132B | 4 | BUTTERFLY VALVE,LUG,BARE STEM,DI BODY,NI PLTD DI DISC,200 WOG,BUNA LINER,DDE,NSF/ANSI 372 & 61 | 743.21 | 0 | 1 | 697988738386 | 69798873838
BFV124 | 71 | ML132B D S | ML132B | 6 | BUTTERFLY VALVE,LUG,BARE STEM,DI BODY,NCKL PLTD DI DISC,200 WOG,BUNA LINER,DOUBLE DEAD END | 1262.05 | 0 | 1 | 697988758315 | 69798875831
BFV124 | 71 | ML132B D U | ML132B | 8 | BUTTERFLY VALVE,LUG,BARE STEM,DI BODY,NCKL PLTD DI DISC,200 WOG,BUNA LINER,DOUBLE DEAD END | 1692.14 | 0 | 1 | 697988758322 | 69798875832
BFV124 | 71 | ML132B D W | ML132B | 10 | BUTTERFLY VALVE,LUG,BARE STEM,DI BODY,NICKEL PLTD DI DISC,200 WOG,BUNA LINER,DOUBLE DEAD END | 2397.9 | 0 | 1 | 697988758339 | 69798875833
BFV124 | 71 | ML132B DWJ | ML132B | 12 | BUTTERFLY VALVE,LUG,BARE STEM,DI BODY,NICKEL PLTD DI DISC,200 WOG,BUNA LINER,DOUBLE DEAD END | 3066.2 | 0 | 1 | 697988758346 | 69798875834
BFV124 | 71 | ML132B A18 | ML132B | 18 | BUTTERFLY VALVE,LUG,BARE STEM,DI BODY,NCKL PLTD DI DISC,150 WOG,BUNA LINER | 7717.59 | 298 | 1 | 697988535176 | 69798853517
BFV124 | 72 | ML132E A14 | ML132E | 14 | BUTTERFLY VALVE,LUG,BARE STEM,DI BODY,NCKL PLTD DI DISC,150 WOG,EPDM LINER | 4293.99 | 175 | 1 | 697988134140 | 69798813414
BFV124 | 72 | ML132E A16 | ML132E | 16 | BUTTERFLY VALVE,LUG,BARE STEM,DI BODY,NCKL PLTD DI DISC,150 WOG,EPDM LINER | 6154.56 | 237 | 1 | 697988134157 | 69798813415
BFV124 | 72 | ML132E A20 | ML132E | 20 | BUTTERFLY VALVE,LUG,BARE STEM,DI BODY,NCKL PLTD DI DISC,150 WOG,EPDM LINER | 10017.84 | 376 | 1 | 697988587199 | 69798858719
BFV124 | 72 | ML132E A24 | ML132E | 24 | BUTTERFLY VALVE,LUG,BARE STEM,DI BODY,NCKL PLTD DI DISC,150 WOG,EPDM LINER | 16687.48 | 610 | 1 | 697988497634 | 69798849763
BFV124 | 72 | ML132E -30 | ML132E | 30 | BUTTERFLY VALVE,LUG,BARE STEM,DI BODY,NCKL PLTD DI DISC,200 WOG,BUNA LINER | 39076.64 | 900 | 1 | 697988587212 | 69798858721
BFV124 | 71 | ML132E-A A S | ML132EA | 6 | BUTTERFLY VALVE,LUG,BARE STEM,DI BODY,NCKL PLTD DI DISC,200 WOG,EPDM LINER,EPOXY COATED BODY | 1734.11 | 24.4 | 1 | 697988696983 | 69798869698
BFV124 | 71 | ML132E-A A U | ML132EA | 8 | BUTTERFLY VALVE,LUG,BARE STEM,DI BODY,NCKL PLTD DI DISC,200 WOG,EPDM LINER,EPOXY COATED BODY | 2215.58 | 38 | 1 | 697988696990 | 69798869699
BFV124 | 71 | ML132V A J | ML132V | 2 | BUTTERFLY VALVE,LUG,BARE STEM,DI BODY,NCKL PLTD DI DISC,200 WOG,VITON LINER | 1093.71 | 8 | 1 | 697988134348 | 69798813434
BFV124 | 71 | ML132V A K | ML132V | 2 1/2 | BUTTERFLY VALVE,LUG,BARE STEM,DI BODY,NCKL PLTD DI DISC,200 WOG,VITON LINER | 1093.71 | 9.5 | 1 | 697988134355 | 69798813435
BFV124 | 71 | ML132V A L | ML132V | 3 | BUTTERFLY VALVE,LUG,BARE STEM,DI BODY,NCKL PLTD DI DISC,200 WOG,VITON LINER | 1168.49 | 10 | 1 | 697988134362 | 69798813436
BFV124 | 71 | ML132V A N | ML132V | 4 | BUTTERFLY VALVE,LUG,BARE STEM,DI BODY,NCKL PLTD DI DISC,200 WOG,VITON LINER | 1425.66 | 16.3 | 1 | 697988134379 | 69798813437
BFV124 | 71 | ML132V A R | ML132V | 5 | BUTTERFLY VALVE,LUG,BARE STEM,DI BODY,NCKL PLTD DI DISC,200 WOG,VITON LINER | 2038.02 | 20 | 1 | 697988134386 | 69798813438
BFV124 | 71 | ML132V A S | ML132V | 6 | BUTTERFLY VALVE,LUG,BARE STEM,DI BODY,NCKL PLTD DI DISC,200 WOG,VITON LINER | 2281.02 | 24.06 | 1 | 697988134393 | 69798813439
BFV124 | 71 | ML132V A U | ML132V | 8 | BUTTERFLY VALVE,LUG,BARE STEM,DI BODY,NCKL PLTD DI DISC,200 WOG,VITON LINER | 3473.05 | 38 | 1 | 697988134409 | 69798813440
BFV124 | 71 | ML132V A W | ML132V | 10 | BUTTERFLY VALVE,LUG,BARE STEM,DI BODY,NCKL PLTD DI DISC,200 WOG,VITON LINER | 4473.27 | 70 | 1 | 697988134416 | 69798813441
BFV124 | 71 | ML132V AWJ | ML132V | 12 | BUTTERFLY VALVE,LUG,BARE STEM,DI BODY,NCKL PLTD DI DISC,200 WOG,VITON LINER | 5758.75 | 92 | 1 | 697988134423 | 69798813442
BFV124 | 71 | ML132V A14 | ML132V | 14 | BUTTERFLY VALVE,LUG,BARE STEM,DI BODY,NCKL PLTD DI DISC,150 WOG,VITON LINER | 8290.46 | 175 | 1 | 697988669536 | 69798866953
BFV124 | 71 | ML133B D J | ML133B | 2 | BUTTERFLY VALVE,LUG,BARE STEM,DI BODY,ALMN/BRNZ DISC,200 WOG,BUNA LINER,DDE,NSF/ANSI 372 & 61 | 574.9 | 0 | 1 | 697988737822 | 69798873782
BFV124 | 71 | ML133B D N | ML133B | 4 | BUTTERFLY VALVE,LUG,BARE STEM,DI BODY,ALMN/BRNZ DISC,200 WOG,BUNA LINER,DDE,NSF/ANSI 372 & 61 | 827.39 | 15.55 | 1 | 697988737839 | 69798873783
BFV124 | 71 | ML133B D S | ML133B | 6 | BUTTERFLY VALVE,LUG,BARE STEM,DI BODY,ALMN/BRNZ DISC,200 WOG,BUNA LINER,DOUBLE DEAD END | 1402.22 | 23.74 | 1 | 697988713901 | 69798871390
BFV124 | 71 | ML133B D U | ML133B | 8 | BUTTERFLY VALVE,LUG,BARE STEM,DI BODY,ALMN/BRNZ DISC,200 WOG,BUNA LINER,DOUBLE DEAD END | 2028.65 | 38.15 | 1 | 697988706286 | 69798870628
BFV124 | 71 | ML133B DWJ | ML133B | 12 | BUTTERFLY VALVE,LUG,BARE STEM,DI BODY,ALMN/BRNZ DISC,200 WOG,BUNA LINER,DOUBLE DEAD END | 4024.5 | 92 | 1 | 697988702776 | 69798870277
BFV124 | 72 | ML133B A14 | ML133B | 14 | BUTTERFLY VALVE,LUG,BARE STEM,DI BODY,ALMN/BRNZ DISC,150 WOG,BUNA LINER | 5426.29 | 0 | 1 | 697988761148 | 69798876114
BFV124 | 72 | ML133B A16 | ML133B | 16 | BUTTERFLY VALVE,LUG,BARE STEM,DI BODY,ALMN/BRNZ DISC,150 WOG,BUNA LINER | 7486.74 | 237 | 1 | 697988589773 | 69798858977
BFV124 | 72 | ML133B A18 | ML133B | 18 | BUTTERFLY VALVE,LUG,BARE STEM,DI BODY,ALMN/BRNZ DISC,150 WOG,BUNA LINER | 9733.63 | 269 | 1 | 697988637702 | 69798863770
BFV124 | 72 | ML133B A20 | ML133B | 20 | BUTTERFLY VALVE,LUG,BARE STEM,DI BODY,ALMN/BRNZ DISC,150 WOG,BUNA LINER | 12602.23 | 376 | 1 | 697988134614 | 69798813461
BFV124 | 72 | ML133B A24 | ML133B | 24 | BUTTERFLY VALVE,LUG,BARE STEM,DI BODY,ALMN/BRNZ DISC,150 WOG,BUNA LINER | 21794.09 | 0 | 1 | 697988761155 | 69798876115
BFV124 | 72 | ML133BS A16 | ML133BS | 16 | BUTTERFLY VALVE,LUG,BARE STEM,DI BODY,ALMN/BRNZ DISC,150 WOG,BUNA LINER,316 SS STEM | 8977.85 | 216 | 1 | 697988628809 | 69798862880
BFV124 | 71 | ML133E D J | ML133E | 2 | BUTTERFLY VALVE,LUG,BARE STEM,DI BODY,ALMN/BRNZ DISC,200 WOG,EPDM LINER,DDE,NSF/ANSI 372 & 61 | 574.9 | 6.82 | 1 | 697988628892 | 69798862889
BFV124 | 71 | ML133E D K | ML133E | 2 1/2 | BUTTERFLY VALVE,LUG,BARE STEM,DI BODY,ALMN/BRNZ DISC,200 WOG,EPDM LINER,DDE,NSF/ANSI 372 & 61 | 574.9 | 8.98 | 1 | 697988628908 | 69798862890
BFV124 | 71 | ML133E D L | ML133E | 3 | BUTTERFLY VALVE,LUG,BARE STEM,DI BODY,ALMN/BRNZ DISC,200 WOG,EPDM LINER,DDE,NSF/ANSI 372 & 61 | 640.36 | 9.18 | 1 | 697988628915 | 69798862891
BFV124 | 71 | ML133E D N | ML133E | 4 | BUTTERFLY VALVE,LUG,BARE STEM,DI BODY,ALMN/BRNZ DISC,200 WOG,EPDM LINER,DDE,NSF/ANSI 372 & 61 | 827.39 | 15.368 | 1 | 697988628922 | 69798862892
BFV124 | 71 | ML133E D R | ML133E | 5 | BUTTERFLY VALVE,LUG,BARE STEM,DI BODY,ALMN/BRNZ DISC,200 WOG,EPDM LINER,DDE,NSF/ANSI 372 & 61 | 1233.94 | 19.64 | 1 | 697988628939 | 69798862893
BFV124 | 71 | ML133E D S | ML133E | 6 | BUTTERFLY VALVE,LUG,BARE STEM,DI BODY,ALMN/BRNZ DISC,200 WOG,EPDM LINER,DDE,NSF/ANSI 372 & 61 | 1402.22 | 23.16 | 1 | 697988628946 | 69798862894
BFV124 | 71 | ML133E D U | ML133E | 8 | BUTTERFLY VALVE,LUG,BARE STEM,DI BODY,ALMN/BRNZ DISC,200 WOG,EPDM LINER,DDE,NSF/ANSI 372 & 61 | 2028.65 | 38.15 | 1 | 697988628953 | 69798862895
BFV124 | 71 | ML133E D W | ML133E | 10 | BUTTERFLY VALVE,LUG,BARE STEM,DI BODY,ALMN/BRNZ DISC,200 WOG,EPDM LINER,DDE,NSF/ANSI 372 & 61 | 2701.76 | 62.4 | 1 | 697988628960 | 69798862896
BFV124 | 71 | ML133E DWJ | ML133E | 12 | BUTTERFLY VALVE,LUG,BARE STEM,DI BODY,ALMN/BRNZ DISC,200 WOG,EPDM LINER,DDE,NSF/ANSI 372 & 61 | 4024.5 | 92 | 1 | 697988628977 | 69798862897
BFV124 | 72 | ML133E A14 | ML333E | 14 | BUTTERFLY VALVE,LUG,BARE STEM,DI BODY,ALMN/BRNZ DISC,200 WOG,EPDM LINER,NSF/ANSI 372 & 61 | 5426.29 | 190 | 1 | 697988713420 | 69798871342
BFV124 | 72 | ML133E A16 | ML133E | 16 | BUTTERFLY VALVE,LUG,BARE STEM,DI BODY,ALMN/BRNZ DISC,200 WOG,EPDM LINER,NSF/ANSI 372 & 61 | 7486.74 | 237 | 1 | 697988665347 | 69798866534
BFV124 | 72 | ML133E A18 | ML133E | 18 | BUTTERFLY VALVE,LUG,BARE STEM,DI BODY,ALMN/BRNZ DISC,200 WOG,EPDM LINER,NSF/ANSI 372 & 61 | 9733.63 | 298 | 1 | 697988506114 | 69798850611
BFV124 | 72 | ML133E A20 | ML133E | 20 | BUTTERFLY VALVE,LUG,BARE STEM,DI BODY,ALMN/BRNZ DISC,200 WOG,EPDM LINER,NSF/ANSI 372 & 61 | 12602.23 | 376 | 1 | 697988134898 | 69798813489
BFV124 | 72 | ML133E A24 | ML133E | 24 | BUTTERFLY VALVE,LUG,BARE STEM,DI BODY,ALMN/BRNZ DISC,200 WOG,EPDM LINER,NSF/ANSI 372 & 61 | 21794.09 | 610 | 1 | 697988365032 | 69798836503
BFV124 | 72 | ML133E -30 | ML133E | 30 | BUTTERFLY VALVE,LUG,BARE STEM,DI BODY,ALMN/BRNZ DISC,150 WOG,EPDM LINER | 51066.09 | 610 | 1 | 697988712430 | 69798871243
BFV124 | 71 | ML133E-A A U | ML133EA | 8 | BUTTERFLY VALVE,LUG,BARE STEM,DI BODY,ALMN/BRNZ DISC,200 WOG,EPDM LINER,EPOXY CTD BODY | 2552.08 | 38.2 | 1 | 697988378933 | 69798837893
BFV124 | 71 | ML133E-A A W | ML133EA | 10 | BUTTERFLY VALVE,LUG,BARE STEM,DI BODY,ALMN/BRNZ DISC,200 WOG,EPDM LINER,EPOXY CTD BODY | 3337.44 | 62.12 | 1 | 697988378940 | 69798837894
BFV124 | 71 | ML133E-A AWJ | ML133EA | 12 | BUTTERFLY VALVE,LUG,BARE STEM,DI BODY,ALMN/BRNZ DISC,200 WOG,EPDM LINER,EPOXY CTD BODY | 4898.54 | 92 | 1 | 697988378957 | 69798837895
BFV124 | 72 | ML133E-A A14 | ML133EA | 14 | BUTTERFLY VALVE,LUG,BARE STEM,DI BODY,ALMN/BRNZ DISC,150 WOG,EPDM LINER,EPOXY CTD BODY | 6486.66 | 175 | 1 | 697988378964 | 69798837896
BFV124 | 72 | ML133E-A A16 | ML133EA | 16 | BUTTERFLY VALVE,LUG,BARE STEM,DI BODY,ALMN/BRNZ DISC,150 WOG,EPDM LINER,EPOXY CTD BODY | 8547.07 | 237 | 1 | 697988378971 | 69798837897
BFV124 | 71 | ML133ES D U | ML133ES | 8 | BUTTERFLY VALVE,LUG,BARE STEM,DI BODY,ALMN/BRNZ DISC,200 WOG,EPDM LINER,316 SS STEM | 2252.96 | 38.9 | 1 | 697988700017 | 69798870001
BFV124 | 72 | ML133ES A14 | ML133ES | 14 | BUTTERFLY VALVE,LUG,BARE STEM,DI BODY,ALMN/BRNZ DISC,150 WOG,EPDM LINER,316 SS STEM | 6777.11 | 175 | 1 | 697988700000 | 69798870000
BFV124 | 71 | ML133ES-A A U | ML133ESA | 8 | BUTTERFLY VALVE,LUG,BARE STEM,DI BODY,ALMN/BRNZ DISC,200 WOG,EPDM LINER,316 SS STEM,EPOXY COATED BDY | 2776.47 | 38 | 1 | 697988720299 | 69798872029
BFV124 | 71 | ML133ES-A A W | ML133ESA | 10 | BUTTERFLY VALVE,LUG,BARE STEM,DI BODY,ALMN/BRNZ DISC,200 WOG,EPDM LINER,316 SS STEM,EPOXY COATED BDY | 3767.49 | 59.234 | 1 | 697988720282 | 69798872028
BFV124 | 71 | ML133ES-A AWJ | ML133ESA | 12 | BUTTERFLY VALVE,LUG,BARE STEM,DI BODY,ALMN/BRNZ DISC,200 WOG,EPDM LINER,316 SS STEM,EPOXY COATED | 5571.6 | 92 | 1 | 697988713390 | 69798871339
BFV124 | 72 | ML133ES-A A14 | ML133ESA | 14 | BUTTERFLY VALVE,LUG,BARE STEM,DI BODY,ALMN/BRNZ DISC,150 WOG,EPDM LINER,316 SS STEM,EPOXY COATED | 7837.47 | 175 | 1 | 697988713406 | 69798871340
BFV124 | 72 | ML133ES-A A16 | ML133ESA | 16 | BUTTERFLY VALVE,LUG,BARE STEM,DI BODY,ALMN/BRNZ DISC,150 WOG,EPDM LINER,316 SS STEM,EPOXY COATED | 10038.17 | 237 | 1 | 697988713413 | 69798871341
BFV124 | 72 | ML133ES-A A18 | ML133ESA | 18 | BUTTERFLY VALVE,LUG,BARE STEM,DI BODY,ALMN/BRNZ DISC,150 WOG,EPDM LINER,316 SS STEM,EPOXY COATED | 13103.01 | 298 | 1 | 697988713383 | 69798871338
BFV124 | 72 | ML133ES-A A24 | ML133ESA | 24 | BUTTERFLY VALVE,LUG,BARE STEM,DI BODY,ALMN/BRNZ DISC,150 WOG,EPDM LINER,316 SS STEM,EPOXY COATED | 26621.9 | 650 | 1 | 697988713376 | 69798871337
BFV124 | 71 | ML133V A J | ML133V | 2 | BUTTERFLY VALVE,LUG,BARE STEM,DI BODY,ALMN/BRNZ DISC,200 WOG,VITON LINER | 1140.44 | 8 | 1 | 697988135086 | 69798813508
BFV124 | 71 | ML133V A K | ML133V | 2 1/2 | BUTTERFLY VALVE,LUG,BARE STEM,DI BODY,ALMN/BRNZ DISC,200 WOG,VITON LINER | 1140.44 | 9.5 | 1 | 697988135093 | 69798813509
BFV124 | 71 | ML133V A L | ML133V | 3 | BUTTERFLY VALVE,LUG,BARE STEM,DI BODY,ALMN/BRNZ DISC,200 WOG,VITON LINER | 1205.9 | 10 | 1 | 697988135109 | 69798813510
BFV124 | 71 | ML133V A N | ML133V | 4 | BUTTERFLY VALVE,LUG,BARE STEM,DI BODY,ALMN/BRNZ DISC,200 WOG,VITON LINER | 1509.82 | 14.534 | 1 | 697988135116 | 69798813511
BFV124 | 71 | ML133V A R | ML133V | 5 | BUTTERFLY VALVE,LUG,BARE STEM,DI BODY,ALMN/BRNZ DISC,200 WOG,VITON LINER | 2229.59 | 20 | 1 | 697988135123 | 69798813512
BFV124 | 71 | ML133V A S | ML133V | 6 | BUTTERFLY VALVE,LUG,BARE STEM,DI BODY,ALMN/BRNZ DISC,200 WOG,VITON LINER | 2421.2 | 24 | 1 | 697988135130 | 69798813513
BFV124 | 71 | ML133V A U | ML133V | 8 | BUTTERFLY VALVE,LUG,BARE STEM,DI BODY,ALMN/BRNZ DISC,200 WOG,VITON LINER | 3809.54 | 38.9 | 1 | 697988135147 | 69798813514
BFV124 | 71 | ML133V A W | ML133V | 10 | BUTTERFLY VALVE,LUG,BARE STEM,DI BODY,ALMN/BRNZ DISC,200 WOG,VITON LINER | 4777.13 | 70 | 1 | 697988135154 | 69798813515
BFV124 | 71 | ML133V AWJ | ML133V | 12 | BUTTERFLY VALVE,LUG,BARE STEM,DI BODY,ALMN/BRNZ DISC,200 WOG,VITON LINER | 6604.74 | 92.1 | 1 | 697988135161 | 69798813516
BFV124 | 72 | ML133V A14 | ML133V | 14 | BUTTERFLY VALVE,LUG,BARE STEM,DI BODY,ALMN/BRNZ DISC,150 WOG,VITON LINER | 9422.77 | 175 | 1 | 697988670761 | 69798867076
BFV124 | 71 | ML134B D J | ML134B | 2 | BUTTERFLY VALVE,LUG,BARE STEM,DI BODY,SS DISC,200 WOG,BUNA LINER,DOUBLE DEAD END | 747.85 | 7.1 | 1 | 697988716841 | 69798871684
BFV124 | 71 | ML134B D K | ML134B | 2 1/2 | BUTTERFLY VALVE,LUG,BARE STEM,DI BODY,SS DISC,200 WOG,BUNA LINER,DOUBLE DEAD END | 747.85 | 9.5 | 1 | 697988716858 | 69798871685
BFV124 | 71 | ML134B D L | ML134B | 3 | BUTTERFLY VALVE,LUG,BARE STEM,DI BODY,SS DISC,200 WOG,BUNA LINER,DOUBLE DEAD END | 930.2 | 9.58 | 1 | 697988716865 | 69798871686
BFV124 | 71 | ML134B D N | ML134B | 4 | BUTTERFLY VALVE,LUG,BARE STEM,DI BODY,SS DISC,200 WOG,BUNA LINER,DOUBLE DEAD END | 1159.25 | 15.45 | 1 | 697988716872 | 69798871687
BFV124 | 71 | ML134B D R | ML134B | 5 | BUTTERFLY VALVE,LUG,BARE STEM,DI BODY,SS DISC,200 WOG,BUNA LINER,DOUBLE DEAD END | 1617.25 | 0 | 1 | 697988716889 | 69798871688
BFV124 | 71 | ML134B D S | ML134B | 6 | BUTTERFLY VALVE,LUG,BARE STEM,DI BODY,SS DISC,200 WOG,BUNA LINER,DOUBLE DEAD END | 1809 | 0 | 1 | 697988716896 | 69798871689
BFV124 | 71 | ML134B D U | ML134B | 8 | BUTTERFLY VALVE,LUG,BARE STEM,DI BODY,SS DISC,200 WOG,BUNA LINER,DOUBLE DEAD END | 2804.51 | 0 | 1 | 697988716902 | 69798871690
BFV124 | 71 | ML134B D W | ML134B | 10 | BUTTERFLY VALVE,LUG,BARE STEM,DI BODY,SS DISC,200 WOG,BUNA LINER,DOUBLE DEAD END | 4571.41 | 61.34 | 1 | 697988705449 | 69798870544
BFV124 | 72 | ML134B A14 | ML134B | 14 | BUTTERFLY VALVE,LUG,BARE STEM,DI BODY,SS DISC,150 WOG,BUNA LINER | 6554.22 | 175 | 1 | 697988135352 | 69798813535
BFV124 | 72 | ML134B A16 | ML134B | 16 | BUTTERFLY VALVE,LUG,BARE STEM,DI BODY,SS DISC,150 WOG,BUNA LINER | 8903.23 | 237 | 1 | 697988397194 | 69798839719
BFV124 | 72 | ML134B A24 | ML134E | 24 | BUTTERFLY VALVE,LUG,BARE STEM,DI BODY,SS DISC,150 WOG,BUNA LINER | 25537.54 | 0 | 1 | 697988747197 | 69798874719
BFV124 | 71 | ML134B-A A J | ML134BA | 2 | BUTTERFLY VALVE,LUG,BARE STEM,DI BODY,SS DISC,200 WOG,BUNA LINER,EPOXY CTD LINER | 1014.31 | 7.26 | 1 | 697988353015 | 69798835301
BFV124 | 71 | ML134B-A A K | ML134BA | 2 1/2 | BUTTERFLY VALVE,LUG,BARE STEM,DI BODY,SS DISC,200 WOG,BUNA LINER,EPOXY CTD LINER | 1014.31 | 9.5 | 1 | 697988353022 | 69798835302
BFV124 | 71 | ML134B-A A L | ML134BA | 3 | BUTTERFLY VALVE,LUG,BARE STEM,DI BODY,SS DISC,200 WOG,BUNA LINER,EPOXY CTD LINER | 1262.07 | 9.4 | 1 | 697988353039 | 69798835303
BFV124 | 71 | ML134B-A A N | ML134BA | 4 | BUTTERFLY VALVE,LUG,BARE STEM,DI BODY,SS DISC,200 WOG,BUNA LINER,EPOXY CTD LINER | 1514.44 | 15.32 | 1 | 697988353046 | 69798835304
BFV124 | 71 | ML134B-A A R | ML134BA | 5 | BUTTERFLY VALVE,LUG,BARE STEM,DI BODY,SS DISC,200 WOG,BUNA LINER,EPOXY CTD LINER | 2056.6 | 20 | 1 | 697988353053 | 69798835305
BFV124 | 71 | ML134B-A A S | ML134BA | 6 | BUTTERFLY VALVE,LUG,BARE STEM,DI BODY,SS DISC,200 WOG,BUNA LINER,EPOXY CTD LINER | 2281.04 | 24.12 | 1 | 697988353060 | 69798835306
BFV124 | 71 | ML134B-A A U | ML134BA | 8 | BUTTERFLY VALVE,LUG,BARE STEM,DI BODY,SS DISC,200 WOG,BUNA LINER,EPOXY CTD LINER | 3327.98 | 38 | 1 | 697988353077 | 69798835307
BFV124 | 71 | ML134B-A A W | ML134BA | 10 | BUTTERFLY VALVE,LUG,BARE STEM,DI BODY,SS DISC,200 WOG,BUNA LINER,EPOXY CTD LINER | 5207.08 | 70 | 1 | 697988353084 | 69798835308
BFV124 | 71 | ML134B-A AWJ | ML134BA | 12 | BUTTERFLY VALVE,LUG,BARE STEM,DI BODY,SS DISC,200 WOG,BUNA LINER,EPOXY CTD LINER | 7081.45 | 93 | 1 | 697988353091 | 69798835309
BFV124 | 72 | ML134B-A A24 | ML134BA | 24 | BUTTERFLY VALVE,LUG,BARE STEM,DI BODY,SS DISC,150 WOG,BUNA LINER,EPOXY COATED | 26597.88 | 0 | 1 | 697988761285 | 69798876128
BFV124 | 70 | ML134B-AD D N | ML134BAD | 4 | BUTTERFLY VALVE,LUG,BARE STEM,DI BODY,SS DISC,200 WOG,BUNA LINER,DDE,ASSEMBLED DRY | 1159.25 | 16.2 | 1 | 697988715363 | 69798871536
BFV124 | 71 | ML134E D J | ML134E | 2 | BUTTERFLY VALVE,LUG,BARE STEM,DI BODY,SS DISC,200 WOG,EPDM LINER,DOUBLE DEAD END | 747.85 | 7.25 | 1 | 697988726499 | 69798872649
BFV124 | 71 | ML134E D K | ML134E | 2 1/2 | BUTTERFLY VALVE,LUG,BARE STEM,DI BODY,SS DISC,200 WOG,EPDM LINER,DOUBLE DEAD END | 747.85 | 0 | 1 | 697988726505 | 69798872650
BFV124 | 71 | ML134E D L | ML134E | 3 | BUTTERFLY VALVE,LUG,BARE STEM,DI BODY,SS DISC,200 WOG,EPDM LINER,DOUBLE DEAD END | 930.2 | 9.55 | 1 | 697988726512 | 69798872651
BFV124 | 71 | ML134E D N | ML134E | 4 | BUTTERFLY VALVE,LUG,BARE STEM,DI BODY,SS DISC,200 WOG,EPDM LINER,DOUBLE DEAD END | 1159.25 | 0 | 1 | 697988726529 | 69798872652
BFV124 | 71 | ML134E D R | ML134E | 5 | BUTTERFLY VALVE,LUG,BARE STEM,DI BODY,SS DISC,200 WOG,EPDM LINER,DOUBLE DEAD END | 1617.25 | 0 | 1 | 697988726536 | 69798872653
BFV124 | 71 | ML134E D S | ML134E | 6 | BUTTERFLY VALVE,LUG,BARE STEM,DI BODY,SS DISC,200 WOG,EPDM LINER,DOUBLE DEAD END | 1809 | 24 | 1 | 697988726543 | 69798872654
BFV124 | 71 | ML134E D U | ML134E | 8 | BUTTERFLY VALVE,LUG,BARE STEM,DI BODY,SS DISC,200 WOG,EPDM LINER,DOUBLE DEAD END | 2804.51 | 40 | 1 | 697988726550 | 69798872655
BFV124 | 71 | ML134E D W | ML134E | 10 | BUTTERFLY VALVE,LUG,BARE STEM,DI BODY,SS DISC,200 WOG,EPDM LINER,DOUBLE DEAD END | 4571.41 | 70 | 1 | 697988722996 | 69798872299
BFV124 | 71 | ML134E DWJ | ML134E | 12 | BUTTERFLY VALVE,LUG,BARE STEM,DI BODY,SS DISC,200 WOG,EPDM LINER,DOUBLE DEAD END | 6207.43 | 92 | 1 | 697988722989 | 69798872298
BFV124 | 72 | ML134E A14 | ML134E | 14 | BUTTERFLY VALVE,LUG,BARE STEM,DI BODY,SS DISC,150 WOG,EPDM LINER | 6554.22 | 175 | 1 | 697988595354 | 69798859535
BFV124 | 72 | ML134E A16 | ML134E | 16 | BUTTERFLY VALVE,LUG,BARE STEM,DI BODY,SS DISC,150 WOG,EPDM LINER | 8903.23 | 237 | 1 | 697988330436 | 69798833043
BFV124 | 72 | ML134E A18 | ML134E | 18 | BUTTERFLY VALVE,LUG,BARE STEM,DI BODY,SS DISC,150 WOG,BUNA LINER | 11949.46 | 298 | 1 | 697988587779 | 69798858777
BFV124 | 72 | ML134E A24 | ML134E | 24 | BUTTERFLY VALVE,LUG,BARE STEM,DI BODY,SS DISC,150 WOG,EPDM LINER | 25537.54 | 629 | 1 | 697988524286 | 69798852428
BFV124 | 71 | ML134E-A A J | ML134EA | 2 | BUTTERFLY VALVE,LUG,BARE STEM,DI BODY,SS DISC,200 WOG,BUNA LINER,EPOXY CTD BODY | 1014.31 | 6.626 | 1 | 697988524521 | 69798852452
BFV124 | 71 | ML134E-A A K | ML134EA | 2 1/2 | BUTTERFLY VALVE,LUG,BARE STEM,DI BODY,SS DISC,200 WOG,BUNA LINER,EPOXY CTD BODY | 1014.31 | 9.5 | 1 | 697988591899 | 69798859189
BFV124 | 71 | ML134E-A A L | ML134EA | 3 | BUTTERFLY VALVE,LUG,BARE STEM,DI BODY,SS DISC,200 WOG,BUNA LINER,EPOXY CTD BODY | 1262.07 | 8.845 | 1 | 697988524538 | 69798852453
BFV124 | 71 | ML134E-A A N | ML134EA | 4 | BUTTERFLY VALVE,LUG,BARE STEM,DI BODY,SS DISC,200 WOG,BUNA LINER,EPOXY CTD BODY | 1514.44 | 16.36 | 1 | 697988524545 | 69798852454
BFV124 | 71 | ML134E-A A S | ML134EA | 6 | BUTTERFLY VALVE,LUG,BARE STEM,DI BODY,SS DISC,200 WOG,BUNA LINER,EPOXY CTD BODY | 2281.04 | 23.96 | 1 | 697988635814 | 69798863581
BFV124 | 71 | ML134E-A A U | ML134EA | 8 | BUTTERFLY VALVE,LUG,BARE STEM,DI BODY,SS DISC,200 WOG,BUNA LINER,EPOXY CTD BODY | 3327.98 | 38.35 | 1 | 697988663367 | 69798866336
BFV124 | 71 | ML134E-A A W | ML134EA | 10 | BUTTERFLY VALVE,LUG,BARE STEM,DI BODY,SS DISC,200 WOG,BUNA LINER,EPOXY CTD BODY | 5207.08 | 70 | 1 | 697988663374 | 69798866337
BFV124 | 71 | ML134E-A AWJ | ML134EA | 12 | BUTTERFLY VALVE,LUG,BARE STEM,DI BODY,SS DISC,200 WOG,BUNA LINER,EPOXY CTD BODY | 7081.45 | 92 | 1 | 697988510272 | 69798851027
BFV124 | 72 | ML134E-A A14 | ML134EA | 14 | BUTTERFLY VALVE,LUG,BARE STEM,DI BODY,SS DISC,150 WOG,BUNA LINER,EPOXY CTD BODY | 7614.55 | 175 | 1 | 697988510777 | 69798851077
BFV124 | 72 | ML134E-A A16 | ML134EA | 16 | BUTTERFLY VALVE,LUG,BARE STEM,DI BODY,SS DISC,150 WOG,BUNA LINER,EPOXY CTD BODY | 9963.55 | 224 | 1 | 697988645394 | 69798864539
BFV124 | 72 | ML134E-A A24 | ML134EA | 24 | BUTTERFLY VALVE,LUG,BARE STEM,DI BODY,SS DISC,150 WOG,BUNA LINER,EPOXY CTD BODY | 26597.89 | 629 | 1 | 697988510784 | 69798851078
BFV124 | 71 | ML134H A N | ML134H | 4 | BUTTERFLY VALVE,LUG,BARE STEM,DI BODY,SS DISC,200 WOG,HYPALON LINER | 1369.58 | 16.36 | 1 | 697988135543 | 69798813554
BFV124 | 71 | ML134NW A S | ML134NW | 6 | BUTTERFLY VALVE,LUG,BARE STEM,DI BODY,SS DISC,200 WOG,WHITE NEOPRENE LINER | 2145.54 | 24 | 1 | 697988135567 | 69798813556
BFV124 | 71 | ML134T A J | ML134T | 2 | BUTTERFLY VALVE,LUG,BARE STEM,DI BODY,SS DISC,200 WOG,TEFLON LINER | 2295.08 | 8 | 1 | 697988326095 | 69798832609
BFV124 | 71 | ML134T A K | ML134T | 2 1/2 | BUTTERFLY VALVE,LUG,BARE STEM,DI BODY,SS DISC,200 WOG,TEFLON LINER | 2519.46 | 9.5 | 1 | 697988326101 | 69798832610
BFV124 | 71 | ML134T A L | ML134T | 3 | BUTTERFLY VALVE,LUG,BARE STEM,DI BODY,SS DISC,200 WOG,TEFLON LINER | 2757.77 | 10 | 1 | 697988326118 | 69798832611
BFV124 | 71 | ML134T A N | ML134T | 4 | BUTTERFLY VALVE,LUG,BARE STEM,DI BODY,SS DISC,200 WOG,TEFLON LINER | 3271.99 | 17 | 1 | 697988326125 | 69798832612
BFV124 | 71 | ML134T A S | ML134T | 6 | BUTTERFLY VALVE,LUG,BARE STEM,DI BODY,SS DISC,200 WOG,TEFLON LINER | 4618.19 | 24 | 1 | 697988326149 | 69798832614
BFV124 | 71 | ML134T A U | ML134T | 8 | BUTTERFLY VALVE,LUG,BARE STEM,DI BODY,SS DISC,200 WOG,TEFLON LINER | 6941.22 | 38 | 1 | 697988326156 | 69798832615
BFV124 | 71 | ML134T A W | ML134T | 10 | BUTTERFLY VALVE,LUG,BARE STEM,DI BODY,SS DISC,200 WOG,TEFLON LINER | 9385.86 | 70 | 1 | 697988326163 | 69798832616
BFV124 | 71 | ML134T AWJ | ML134T | 12 | BUTTERFLY VALVE,LUG,BARE STEM,DI BODY,SS DISC,200 WOG,TEFLON LINER | 12541.04 | 92 | 1 | 697988326170 | 69798832617
BFV124 | 71 | ML134V A J | ML134V | 2 | BUTTERFLY VALVE,LUG,BARE STEM,DI BODY,SS DISC,200 WOG,VITON LINER | 1313.38 | 8.46 | 1 | 697988135666 | 69798813566
BFV124 | 71 | ML134V A K | ML134V | 2 1/2 | BUTTERFLY VALVE,LUG,BARE STEM,DI BODY,SS DISC,200 WOG,VITON LINER | 1313.38 | 9.5 | 1 | 697988135673 | 69798813567
BFV124 | 71 | ML134V A L | ML134V | 3 | BUTTERFLY VALVE,LUG,BARE STEM,DI BODY,SS DISC,200 WOG,VITON LINER | 1495.74 | 10 | 1 | 697988135680 | 69798813568
BFV124 | 71 | ML134V A N | ML134V | 4 | BUTTERFLY VALVE,LUG,BARE STEM,DI BODY,SS DISC,200 WOG,VITON LINER | 1841.69 | 16.29 | 1 | 697988135697 | 69798813569
BFV124 | 71 | ML134V A R | ML134V | 5 | BUTTERFLY VALVE,LUG,BARE STEM,DI BODY,SS DISC,200 WOG,VITON LINER | 2612.9 | 20 | 1 | 697988135703 | 69798813570
BFV124 | 71 | ML134V A S | ML134V | 6 | BUTTERFLY VALVE,LUG,BARE STEM,DI BODY,SS DISC,200 WOG,VITON LINER | 2827.94 | 24.33 | 1 | 697988135710 | 69798813571
BFV124 | 71 | ML134V A U | ML134V | 8 | BUTTERFLY VALVE,LUG,BARE STEM,DI BODY,SS DISC,200 WOG,VITON LINER | 4585.44 | 40.54 | 1 | 697988135727 | 69798813572
BFV124 | 71 | ML134V A W | ML134V | 10 | BUTTERFLY VALVE,LUG,BARE STEM,DI BODY,SS DISC,200 WOG,VITON LINER | 6646.77 | 70 | 1 | 697988135734 | 69798813573
BFV124 | 71 | ML134V AWJ | ML134V | 12 | BUTTERFLY VALVE,LUG,BARE STEM,DI BODY,SS DISC,200 WOG,VITON LINER | 8787.61 | 92 | 1 | 697988135741 | 69798813574
BFV124 | 72 | ML134V -48 | ML134V | 48 | BUTTERFLY VALVE,LUG,BARE STEM,DI BODY,SS DISC,150 WOG,VITON LINER | 177416.98 | 2780 | 1 | 697988577435 | 69798857743
BFV124 | 71 | ML134V-A A J | ML134VA | 2 | BUTTERFLY VALVE,LUG,BARE STEM,DI BODY,SS DISC,200 WOG,VITON LINER,EPOXY COATED | 1579.84 | 6.6 | 1 | 697988732377 | 69798873237
BFV124 | 71 | ML134V-A A K | ML134VA | 2 1/2 | BUTTERFLY VALVE,LUG,BARE STEM,DI BODY,SS DISC,200 WOG,VITON LINER,EPOXY COATED | 1579.84 | 0 | 1 | 697988732384 | 69798873238
BFV124 | 71 | ML134V-A A L | ML134VA | 3 | BUTTERFLY VALVE,LUG,BARE STEM,DI BODY,SS DISC,200 WOG,VITON LINER,EPOXY CTD BODY | 1827.59 | 10 | 1 | 697988577350 | 69798857735
BFV124 | 71 | ML134V-A A N | ML134VA | 4 | BUTTERFLY VALVE,LUG,BARE STEM,DI BODY,SS DISC,200 WOG,VITON LINER,EPOXY COATED | 2196.89 | 0 | 1 | 697988732391 | 69798873239
BFV124 | 71 | ML137E A K | ML137E | 2 1/2 | BUTTERFLY VALVE,LUG,BARE STEM,DI BODY,NYLON CTD DI DISC,200 WOG,EPDM LINER | 602.98 | 8.96 | 1 | 697988638150 | 69798863815
BFV124 | 71 | ML137E A U | ML137E | 8 | BUTTERFLY VALVE,LUG,BARE STEM,DI BODY,NYLON CTD DI DISC,200 WOG,EPDM LINER | 1916.48 | 46.6 | 1 | 697988684973 | 69798868497
BFV124 | 71 | ML138B AWJ | ML138B | 12 | BUTTERFLY VALVE,LUG,BARE STEM,DI BODY,EPOXY CTD DI DISC,200 WOG,BUNA LINER | 3529.07 | 92 | 1 | 697988612600 | 69798861260
BFV124 | 70 | ML222B D J | ML222B | 2 | BUTTERFLY VALVE,LUG,LEVER HANDLE,CI BODY,NCKL PLTD DI DISC,200 WOG,BUNA LINER,DOUBLE DEAD END | 556.18 | 9.04 | 1 | 697988622937 | 69798862293
BFV124 | 70 | ML222B D K | ML222B | 2 1/2 | BUTTERFLY VALVE,LUG,LEVER HANDLE,CI BODY,NCKL PLTD DI DISC,200 WOG,BUNA LINER,DOUBLE DEAD END | 556.18 | 11.08 | 1 | 697988622944 | 69798862294
BFV124 | 70 | ML222B D L | ML222B | 3 | BUTTERFLY VALVE,LUG,LEVER HANDLE,CI BODY,NCKL PLTD DI DISC,200 WOG,BUNA LINER,DOUBLE DEAD END | 607.64 | 11.308 | 1 | 697988622951 | 69798862295
BFV124 | 70 | ML222B D N | ML222B | 4 | BUTTERFLY VALVE,LUG,LEVER HANDLE,CI BODY,NCKL PLTD DI DISC,200 WOG,BUNA LINER,DOUBLE DEAD END | 771.29 | 17.414 | 1 | 697988622968 | 69798862296
BFV124 | 70 | ML222B D R | ML222B | 5 | BUTTERFLY VALVE,LUG,LEVER HANDLE,CI BODY,NCKL PLTD DI DISC,200 WOG,BUNA LINER,DOUBLE DEAD END | 1051.7 | 21.86 | 1 | 697988622975 | 69798862297
BFV124 | 70 | ML222B D S | ML222B | 6 | BUTTERFLY VALVE,LUG,LEVER HANDLE,CI BODY,NCKL PLTD DI DISC,200 WOG,BUNA LINER,DOUBLE DEAD END | 1248.01 | 25.332 | 1 | 697988622982 | 69798862298
BFV124 | 70 | ML222B D U | ML222B | 8 | BUTTERFLY VALVE,LUG,LEVER HANDLE,CI BODY,NCKL PLTD DI DISC,200 WOG,BUNA LINER,DOUBLE DEAD END | 1706.1 | 44.04 | 1 | 697988622999 | 69798862299
BFV124 | 70 | ML222B D W | ML222B | 10 | BUTTERFLY VALVE,LUG,LEVER HANDLE,CI BODY,NCKL PLTD DI DISC,200 WOG,BUNA LINER,DOUBLE DEAD END | 2374.53 | 69.35 | 1 | 697988623002 | 69798862300
BFV124 | 70 | ML222B DWJ | ML222B | 12 | BUTTERFLY VALVE,LUG,LEVER HANDLE,CI BODY,NCKL PLTD DI DISC,200 WOG,BUNA LINER,DOUBLE DEAD END | 3103.7 | 93.67 | 1 | 697988623019 | 69798862301
BFV124 | 70 | ML222B-A A L | ML222BA | 3 | BUTTERFLY VALVE,LUG,LEVER HANDLE,CI BODY,NCKL PLTD DI DISC,200 WOG,BUNA LINER,EPOXY CTD BODY | 939.53 | 11.3 | 1 | 697988135857 | 69798813585
BFV124 | 70 | ML222B-A A N | ML222BA | 4 | BUTTERFLY VALVE,LUG,LEVER HANDLE,CI BODY,NCKL PLTD DI DISC,200 WOG,BUNA LINER,EPOXY CTD BODY | 1126.46 | 17.626 | 1 | 697988135864 | 69798813586
BFV124 | 70 | ML222B-A A S | ML222BA | 6 | BUTTERFLY VALVE,LUG,LEVER HANDLE,CI BODY,NCKL PLTD DI DISC,200 WOG,BUNA LINER,EPOXY CTD BODY | 1720.07 | 25.704 | 1 | 697988135871 | 69798813587
BFV124 | 70 | ML222B-DA D L | ML222BDA | 3 | BUTTERFLY VALVE,LUG,LEVER HANDLE,CI BODY,NCKL PLTD DI DISC,200 WOG,BUNA LINER,DBLE DEAD END,DRY ASM | 607.64 | 11.308 | 1 | 697988709393 | 69798870939
BFV124 | 70 | ML222B-DA D N | ML222BDA | 4 | BUTTERFLY VALVE,LUG,LEVER HANDLE,CI BODY,NCKL PLTD DI DISC,200 WOG,BUNA LINER,DDE,DRY ASSEMBLED | 771.29 | 18 | 1 | 697988717015 | 69798871701
BFV124 | 70 | ML222B-DA D U | ML222BDA | 8 | BUTTERFLY VALVE,LUG,LEVER HANDLE,CI BODY,NCKL PLTD DI DISC,200 WOG,BUNA LINER,DBLE DEAD END,DRY ASM | 1706.1 | 44.04 | 1 | 697988720510 | 69798872051
BFV124 | 70 | ML222E D J | ML222E | 2 | BUTTERFLY VALVE,LUG,LEVER HANDLE,CI BODY,NCKL PLTD DI DISC,200 WOG,EPDM LINER,DOUBLE DEAD END | 556.18 | 9.5 | 1 | 697988623026 | 69798862302
BFV124 | 70 | ML222E D K | ML222E | 2 1/2 | BUTTERFLY VALVE,LUG,LEVER HANDLE,CI BODY,NCKL PLTD DI DISC,200 WOG,EPDM LINER,DOUBLE DEAD END | 556.18 | 11.15 | 1 | 697988623033 | 69798862303
BFV124 | 70 | ML222E D L | ML222E | 3 | BUTTERFLY VALVE,LUG,LEVER HANDLE,CI BODY,NCKL PLTD DI DISC,200 WOG,EPDM LINER,DOUBLE DEAD END | 607.64 | 11.9 | 1 | 697988623040 | 69798862304
BFV124 | 70 | ML222E D N | ML222E | 4 | BUTTERFLY VALVE,LUG,LEVER HANDLE,CI BODY,NCKL PLTD DI DISC,200 WOG,EPDM LINER,DOUBLE DEAD END | 771.29 | 18.36 | 1 | 697988623057 | 69798862305
BFV124 | 70 | ML222E D R | ML222E | 5 | BUTTERFLY VALVE,LUG,LEVER HANDLE,CI BODY,NCKL PLTD DI DISC,200 WOG,EPDM LINER,DOUBLE DEAD END | 1051.7 | 22.15 | 1 | 697988623064 | 69798862306
BFV124 | 70 | ML222E D S | ML222E | 6 | BUTTERFLY VALVE,LUG,LEVER HANDLE,CI BODY,NCKL PLTD DI DISC,200 WOG,EPDM LINER,DOUBLE DEAD END | 1248.01 | 26.1 | 1 | 697988623071 | 69798862307
BFV124 | 70 | ML222E D U | ML222E | 8 | BUTTERFLY VALVE,LUG,LEVER HANDLE,CI BODY,NCKL PLTD DI DISC,200 WOG,EPDM LINER,DOUBLE DEAD END | 1706.1 | 44.2 | 1 | 697988623088 | 69798862308
BFV124 | 70 | ML222E D W | ML222E | 10 | BUTTERFLY VALVE,LUG,LEVER HANDLE,CI BODY,NCKL PLTD DI DISC,200 WOG,EPDM LINER,DOUBLE DEAD END | 2374.53 | 76 | 1 | 697988623095 | 69798862309
BFV124 | 70 | ML222E DWJ | ML222E | 12 | BUTTERFLY VALVE,LUG,LEVER HANDLE,CI BODY,NCKL PLTD DI DISC,200 WOG,EPDM LINER,DOUBLE DEAD END | 3103.7 | 96.46 | 1 | 697988623101 | 69798862310
BFV124 | 70 | ML222E-A A N | ML222EA | 4 | BUTTERFLY VALVE,LUG,LEVER HANDLE,CI BODY,NCKL PLTD DI DISC,200 WOG,EPDM LINER,EPOXY CTD BODY | 1126.46 | 17.196 | 1 | 697988629127 | 69798862912
BFV124 | 70 | ML222E-A A S | ML222EA | 6 | BUTTERFLY VALVE,LUG,LEVER HANDLE,CI BODY,NCKL PLTD DI DISC,200 WOG,EPDM LINER,EPOXY CTD BODY | 1720.07 | 25.67 | 1 | 697988629134 | 69798862913
BFV124 | 70 | ML222ES D J | ML222ES | 2 | BUTTERFLY VALVE,LUG,LEVER HANDLE,CI BODY,SS DISC/STEM,200 WOG,EPDM LINER,DOUBLE DEAD END | 645 | 0 | 1 | 697988725683 | 69798872568
BFV124 | 70 | ML222ES D K | ML222ES | 2 1/2 | BUTTERFLY VALVE,LUG,LEVER HANDLE,CI BODY,SS DISC/STEM,200 WOG,EPDM LINER,DOUBLE DEAD END | 645 | 0 | 1 | 697988725720 | 69798872572
BFV124 | 70 | ML222ES D L | ML222ES | 3 | BUTTERFLY VALVE,LUG,LEVER HANDLE,CI BODY,SS DISC/STEM,200 WOG,EPDM LINER,DOUBLE DEAD END | 705.81 | 11.9 | 1 | 697988725737 | 69798872573
BFV124 | 70 | ML222ES D N | ML222ES | 4 | BUTTERFLY VALVE,LUG,LEVER HANDLE,CI BODY,SS DISC/STEM,200 WOG,EPDM LINER,DOUBLE DEAD END | 888.11 | 0 | 1 | 697988725744 | 69798872574
BFV124 | 70 | ML222ES D R | ML222ES | 5 | BUTTERFLY VALVE,LUG,LEVER HANDLE,CI BODY,SS DISC/STEM,200 WOG,EPDM LINER,DOUBLE DEAD END | 1177.89 | 0 | 1 | 697988725751 | 69798872575
BFV124 | 70 | ML222ES D S | ML222ES | 6 | BUTTERFLY VALVE,LUG,LEVER HANDLE,CI BODY,NCKL PLTD DI DISC,200 WOG,EPDM LINER,316 SS STEM | 1406.97 | 25.798 | 1 | 697988638143 | 69798863814
BFV124 | 70 | ML222ES D U | ML222ES | 8 | BUTTERFLY VALVE,LUG,LEVER HANDLE,CI BODY,SS DISC/STEM,200 WOG,EPDM LINER,DOUBLE DEAD END | 1930.48 | 0 | 1 | 697988725768 | 69798872576
BFV124 | 70 | ML222ES D W | ML222ES | 10 | BUTTERFLY VALVE,LUG,LEVER HANDLE,CI BODY,SS DISC/STEM,200 WOG,EPDM LINER,DOUBLE DEAD END | 2804.6 | 0 | 1 | 697988725775 | 69798872577
BFV124 | 70 | ML222ES DWJ | ML222ES | 12 | BUTTERFLY VALVE,LUG,LEVER HANDLE,CI BODY,SS DISC/STEM,200 WOG,EPDM LINER,DOUBLE DEAD END | 3776.77 | 0 | 1 | 697988725782 | 69798872578
BFV124 | 70 | ML222V A J | ML222V | 2 | BUTTERFLY VALVE,LUG,LEVER HANDLE,CI BODY,NCKL PLTD DI DISC,200 WOG,VITON LINER | 1121.73 | 9.206 | 1 | 697988136045 | 69798813604
BFV124 | 70 | ML222V A K | ML222V | 2 1/2 | BUTTERFLY VALVE,LUG,LEVER HANDLE,CI BODY,NCKL PLTD DI DISC,200 WOG,VITON LINER | 1121.73 | 12.5 | 1 | 697988136052 | 69798813605
BFV124 | 70 | ML222V A L | ML222V | 3 | BUTTERFLY VALVE,LUG,LEVER HANDLE,CI BODY,NCKL PLTD DI DISC,200 WOG,VITON LINER | 1173.17 | 11.45 | 1 | 697988136069 | 69798813606
BFV124 | 70 | ML222V A N | ML222V | 4 | BUTTERFLY VALVE,LUG,LEVER HANDLE,CI BODY,NCKL PLTD DI DISC,200 WOG,VITON LINER | 1453.73 | 17.86 | 1 | 697988136076 | 69798813607
BFV124 | 70 | ML222V A R | ML222V | 5 | BUTTERFLY VALVE,LUG,LEVER HANDLE,CI BODY,NCKL PLTD DI DISC,200 WOG,VITON LINER | 2047.38 | 24 | 1 | 697988327061 | 69798832706
BFV124 | 70 | ML222V A S | ML222V | 6 | BUTTERFLY VALVE,LUG,LEVER HANDLE,CI BODY,NCKL PLTD DI DISC,200 WOG,VITON LINER | 2266.99 | 26.92 | 1 | 697988136083 | 69798813608
BFV124 | 70 | ML222V A U | ML222V | 8 | BUTTERFLY VALVE,LUG,LEVER HANDLE,CI BODY,NCKL PLTD DI DISC,200 WOG,VITON LINER | 3487.04 | 44.96 | 1 | 697988136090 | 69798813609
BFV124 | 70 | ML222V A W | ML222V | 10 | BUTTERFLY VALVE,LUG,LEVER HANDLE,CI BODY,NCKL PLTD DI DISC,200 WOG,VITON LINER | 4449.93 | 70.3 | 1 | 697988327078 | 69798832707
BFV124 | 70 | ML222V AWJ | ML222V | 12 | BUTTERFLY VALVE,LUG,LEVER HANDLE,CI BODY,NCKL PLTD DI DISC,200 WOG,VITON LINER | 5683.93 | 93.67 | 1 | 697988327085 | 69798832708
BFV124 | 70 | ML222V-A A K | ML222VA | 2 1/2 | BUTTERFLY VALVE,LUG,LEVER HANDLE,CI BODY,NCKL PLTD DI DISC,200 WOG,VITON LINER,EPOXY CTD BODY | 1388.16 | 12.5 | 1 | 697988538849 | 69798853884
BFV124 | 70 | ML222V-A A N | ML222VA | 4 | BUTTERFLY VALVE,LUG,LEVER HANDLE,CI BODY,NCKL PLTD DI DISC,200 WOG,VITON LINER,EPOXY CTD BODY | 1808.92 | 20 | 1 | 697988538856 | 69798853885
BFV124 | 70 | ML222V-A A U | ML222VA | 8 | BUTTERFLY VALVE,LUG,LEVER HANDLE,CI BODY,NCKL PLTD DI DISC,200 WOG,VITON LINER,EPOXY CTD BODY | 4010.48 | 41.38 | 1 | 697988503731 | 69798850373
BFV124 | 70 | ML223B D J | ML223B | 2 | BUTTERFLY VALVE,LUG,LEVER HANDLE,CI BODY,ALMN/BRNZ DISC,200 WOG,BUNA LINER,DOUBLE DEAD END | 602.98 | 9.52 | 1 | 697988623118 | 69798862311
BFV124 | 70 | ML223B D K | ML223B | 2 1/2 | BUTTERFLY VALVE,LUG,LEVER HANDLE,CI BODY,ALMN/BRNZ DISC,200 WOG,BUNA LINER,DOUBLE DEAD END | 602.98 | 10.964 | 1 | 697988623125 | 69798862312
BFV124 | 70 | ML223B D L | ML223B | 3 | BUTTERFLY VALVE,LUG,LEVER HANDLE,CI BODY,ALMN/BRNZ DISC,200 WOG,BUNA LINER,DOUBLE DEAD END | 645.02 | 11.82 | 1 | 697988623132 | 69798862313
BFV124 | 70 | ML223B D N | ML223B | 4 | BUTTERFLY VALVE,LUG,LEVER HANDLE,CI BODY,ALMN/BRNZ DISC,200 WOG,BUNA LINER,DOUBLE DEAD END | 855.42 | 17.586 | 1 | 697988623149 | 69798862314
BFV124 | 70 | ML223B D R | ML223B | 5 | BUTTERFLY VALVE,LUG,LEVER HANDLE,CI BODY,ALMN/BRNZ DISC,200 WOG,BUNA LINER,DOUBLE DEAD END | 1243.31 | 20.702 | 1 | 697988623156 | 69798862315
BFV124 | 70 | ML223B D S | ML223B | 6 | BUTTERFLY VALVE,LUG,LEVER HANDLE,CI BODY,ALMN/BRNZ DISC,200 WOG,BUNA LINER,DOUBLE DEAD END | 1388.25 | 26.4 | 1 | 697988623163 | 69798862316
BFV124 | 70 | ML223B D U | ML223B | 8 | BUTTERFLY VALVE,LUG,LEVER HANDLE,CI BODY,ALMN/BRNZ DISC,200 WOG,BUNA LINER,DOUBLE DEAD END | 2038.01 | 43.56 | 1 | 697988623170 | 69798862317
BFV124 | 70 | ML223B D W | ML223B | 10 | BUTTERFLY VALVE,LUG,LEVER HANDLE,CI BODY,ALMN/BRNZ DISC,200 WOG,BUNA LINER,DOUBLE DEAD END | 2678.27 | 64.76 | 1 | 697988623187 | 69798862318
BFV124 | 70 | ML223B DWJ | ML223B | 12 | BUTTERFLY VALVE,LUG,LEVER HANDLE,CI BODY,ALMN/BRNZ DISC,200 WOG,BUNA LINER,DOUBLE DEAD END | 3945.13 | 95.3 | 1 | 697988623194 | 69798862319
BFV124 | 70 | ML223B-A A J | ML223BA | 2 | BUTTERFLY VALVE,LUG,LEVER HANDLE,CI BODY,ALMN/BRNZ DISC,200 WOG,BUNA LINER,EPOXY CTD BODY | 869.41 | 8.68 | 1 | 697988677739 | 69798867773
BFV124 | 70 | ML223B-A A K | ML223BA | 2 1/2 | BUTTERFLY VALVE,LUG,LEVER HANDLE,CI BODY,ALMN/BRNZ DISC,200 WOG,BUNA LINER,EPOXY COATED BODY | 869.41 | 12.02 | 1 | 697988696921 | 69798869692
BFV124 | 70 | ML223B-A A L | ML223BA | 3 | BUTTERFLY VALVE,LUG,LEVER HANDLE,CI BODY,ALMN/BRNZ DISC,200 WOG,BUNA LINER,EPOXY CTD BODY | 976.89 | 11.55 | 1 | 697988375161 | 69798837516
BFV124 | 70 | ML223B-A A N | ML223BA | 4 | BUTTERFLY VALVE,LUG,LEVER HANDLE,CI BODY,ALMN/BRNZ DISC,200 WOG,BUNA LINER,EPOXY COATED BODY | 1210.64 | 20 | 1 | 697988696938 | 69798869693
BFV124 | 70 | ML223B-A A S | ML223BA | 6 | BUTTERFLY VALVE,LUG,LEVER HANDLE,CI BODY,ALMN/BRNZ DISC,200 WOG,BUNA LINER,EPOXY CTD BODY | 1860.31 | 25.264 | 1 | 697988401525 | 69798840152
BFV124 | 70 | ML223B-A A U | ML223BA | 8 | BUTTERFLY VALVE,LUG,LEVER HANDLE,CI BODY,ALMN/BRNZ DISC,200 WOG,BUNA LINER,EPOXY CTD BODY | 2561.47 | 42.036 | 1 | 697988510265 | 69798851026
BFV124 | 70 | ML223E D J | ML223E | 2 | BUTTERFLY VALVE,LUG,LEVER HANDLE,CI BODY,ALMN/BRNZ DISC,200 WOG,EPDM LINER,DOUBLE DEAD END | 602.98 | 8.998 | 1 | 697988623200 | 69798862320
BFV124 | 70 | ML223E D K | ML223E | 2 1/2 | BUTTERFLY VALVE,LUG,LEVER HANDLE,CI BODY,ALMN/BRNZ DISC,200 WOG,EPDM LINER,DOUBLE DEAD END | 602.98 | 10.766 | 1 | 697988623217 | 69798862321
BFV124 | 70 | ML223E D L | ML223E | 3 | BUTTERFLY VALVE,LUG,LEVER HANDLE,CI BODY,ALMN/BRNZ DISC,200 WOG,EPDM LINER,DOUBLE DEAD END | 645.02 | 11.294 | 1 | 697988623224 | 69798862322
BFV124 | 70 | ML223E D N | ML223E | 4 | BUTTERFLY VALVE,LUG,LEVER HANDLE,CI BODY,ALMN/BRNZ DISC,200 WOG,EPDM LINER,DOUBLE DEAD END | 855.42 | 17.738 | 1 | 697988623231 | 69798862323
BFV124 | 70 | ML223E D R | ML223E | 5 | BUTTERFLY VALVE,LUG,LEVER HANDLE,CI BODY,ALMN/BRNZ DISC,200 WOG,EPDM LINER,DOUBLE DEAD END | 1243.31 | 20.682 | 1 | 697988623248 | 69798862324
BFV124 | 70 | ML223E D S | ML223E | 6 | BUTTERFLY VALVE,LUG,LEVER HANDLE,CI BODY,ALMN/BRNZ DISC,200 WOG,EPDM LINER,DOUBLE DEAD END | 1388.25 | 25.436 | 1 | 697988623255 | 69798862325
BFV124 | 70 | ML223E D U | ML223E | 8 | BUTTERFLY VALVE,LUG,LEVER HANDLE,CI BODY,ALMN/BRNZ DISC,200 WOG,EPDM LINER,DOUBLE DEAD END | 2038.01 | 41.02 | 1 | 697988623262 | 69798862326
BFV124 | 70 | ML223E D W | ML223E | 10 | BUTTERFLY VALVE,LUG,LEVER HANDLE,CI BODY,ALMN/BRNZ DISC,200 WOG,EPDM LINER,DOUBLE DEAD END | 2678.27 | 66.62 | 1 | 697988623279 | 69798862327
BFV124 | 70 | ML223E DWJ | ML223E | 12 | BUTTERFLY VALVE,LUG,LEVER HANDLE,CI BODY,ALMN/BRNZ DISC,200 WOG,EPDM LINER,DOUBLE DEAD END | 3945.13 | 94.7 | 1 | 697988623286 | 69798862328
BFV124 | 70 | ML223E-A A J | ML223EA | 2 | BUTTERFLY VALVE,LUG,LEVER HANDLE,CI BODY,ALMN/BRNZ DISC,200 WOG,EPDM LINER,EPOXY CTD BODY | 869.41 | 6.95 | 1 | 697988641242 | 69798864124
BFV124 | 70 | ML223E-A A K | ML223EA | 2 1/2 | BUTTERFLY VALVE,LUG,LEVER HANDLE,CI BODY,ALMN/BRNZ DISC,200 WOG,EPDM LINER,EPOXY CTD BODY | 869.41 | 12.02 | 1 | 697988545687 | 69798854568
BFV124 | 70 | ML223E-A A L | ML223EA | 3 | BUTTERFLY VALVE,LUG,LEVER HANDLE,CI BODY,ALMN/BRNZ DISC,200 WOG,EPDM LINER,EPOXY CTD BODY | 976.89 | 12.02 | 1 | 697988378490 | 69798837849
BFV124 | 70 | ML223E-A A N | ML223EA | 4 | BUTTERFLY VALVE,LUG,LEVER HANDLE,CI BODY,ALMN/BRNZ DISC,200 WOG,EPDM LINER,EPOXY CTD BODY | 1210.64 | 20 | 1 | 697988378506 | 69798837850
BFV124 | 70 | ML223E-A A R | ML223EA | 5 | BUTTERFLY VALVE,LUG,LEVER HANDLE,CI BODY,ALMN/BRNZ DISC,200 WOG,EPDM LINER,EPOXY COATED BODY | 1682.69 | 21.7 | 1 | 697988714922 | 69798871492
BFV124 | 70 | ML223E-A A S | ML223EA | 6 | BUTTERFLY VALVE,LUG,LEVER HANDLE,CI BODY,ALMN/BRNZ DISC,200 WOG,EPDM LINER,EPOXY CTD BODY | 1860.31 | 28 | 1 | 697988378513 | 69798837851
BFV124 | 70 | ML223E-A A U | ML223EA | 8 | BUTTERFLY VALVE,LUG,LEVER HANDLE,CI BODY,ALMN/BRNZ DISC,200 WOG,EPDM LINER,EPOXY CTD BODY | 2561.47 | 40.504 | 1 | 697988498518 | 69798849851
BFV124 | 70 | ML223E-A A W | ML223EA | 10 | BUTTERFLY VALVE,LUG,LEVER HANDLE,CI BODY,ALMN/BRNZ DISC,200 WOG,EPDM LINER,EPOXY CTD BODY | 3313.97 | 76 | 1 | 697988594449 | 69798859444
BFV124 | 70 | ML223E-A AWJ | ML223EA | 12 | BUTTERFLY VALVE,LUG,LEVER HANDLE,CI BODY,ALMN/BRNZ DISC,200 WOG,EPDM LINER,EPOXY CTD BODY | 4819.15 | 111 | 1 | 697988594456 | 69798859445
BFV124 | 70 | ML223E-DA D L | ML223EDA | 3 | BUTTERFLY VALVE,LUG,LEVER HANDLE,CI BODY,ALMN/BRNZ DISC,200 WOG,EPDM LINER,DDE,DRY ASSEMBLED | 645.02 | 11.294 | 1 | 697988719941 | 69798871994
BFV124 | 70 | ML223E-DA D N | ML223EDA | 4 | BUTTERFLY VALVE,LUG,LEVER HANDLE,CI BODY,ALMN/BRNZ DISC,200 WOG,EPDM LINER,DOUBLE DEAD END,DRY ASSMB | 855.42 | 17.7 | 1 | 697988720480 | 69798872048
BFV124 | 70 | ML223E-DA D S | ML223EDA | 6 | BUTTERFLY VALVE,LUG,LEVER HANDLE,CI BODY,ALMN/BRNZ DISC,200 WOG,EPDM LINER,DOUBLE DEAD END,DRY ASSMB | 1388.25 | 25.4 | 1 | 697988720497 | 69798872049
BFV124 | 70 | ML223E-DA D U | ML223EDA | 8 | BUTTERFLY VALVE,LUG,LEVER HANDLE,CI BODY,ALMN/BRNZ DISC,200 WOG,EPDM LINER,DOUBLE DEAD END,DRY ASSMB | 2038.01 | 41 | 1 | 697988720503 | 69798872050
BFV124 | 70 | ML223EMS D S | ML223EMS | 6 | BUTTERFLY VALVE,LUG,LEVER HADL W/MEM STOP,CI BODY,ALMN/BRNZ DISC,200 WOG,EPDM LINER,DOUBLE DEAD END | 1406.73 | 0 | 1 | 697988760349 | 69798876034
BFV124 | 70 | ML223ES D J | ML223ES | 2 | BUTTERFLY VALVE,LUG,LEVER HANDLE,CI BODY,ALMN/BRNZ DISC,200 WOG,EPDM LINER,DOUBLE DEAD END,316 SS | 691.76 | 0 | 1 | 697988722941 | 69798872294
BFV124 | 70 | ML223ES D K | ML223ES | 2 1/2 | BUTTERFLY VALVE,LUG,LEVER HANDLE,CI BODY,ALMN/BRNZ DISC,200 WOG,EPDM LINER,DOUBLE DEAD END,316 SS | 691.76 | 0 | 1 | 697988722880 | 69798872288
BFV124 | 70 | ML223ES D L | ML223ES | 3 | BUTTERFLY VALVE,LUG,LEVER HANDLE,CI BODY,ALMN/BRNZ DISC,200 WOG,EPDM LINER,DOUBLE DEAD END,316 SS | 743.21 | 0 | 1 | 697988722897 | 69798872289
BFV124 | 70 | ML223ES D N | ML223ES | 4 | BUTTERFLY VALVE,LUG,LEVER HANDLE,CI BODY,ALMN/BRNZ DISC,200 WOG,EPDM LINER,DOUBLE DEAD END,316 SS | 972.28 | 0 | 1 | 697988722903 | 69798872290
BFV124 | 70 | ML223ES D S | ML223ES | 6 | BUTTERFLY VALVE,LUG,LEVER HANDLE,CI BODY,ALMN/BRNZ DISC,200 WOG,EPDM LINER,DOUBLE DEAD END,316 SS | 1547.23 | 25.4 | 1 | 697988722910 | 69798872291
BFV124 | 70 | ML223ES D U | ML223ES | 8 | BUTTERFLY VALVE,LUG,LEVER HANDLE,CI BODY,ALMN/BRNZ DISC,200 WOG,EPDM LINER,DOUBLE DEAD END,316 SS | 2262.38 | 0 | 1 | 697988722927 | 69798872292
BFV124 | 70 | ML223ES D W | ML223ES | 10 | BUTTERFLY VALVE,LUG,LEVER HANDLE,CI BODY,ALMN/BRNZ DISC,200 WOG,EPDM LINER,DOUBLE DEAD END,316 SS | 3108.32 | 0 | 1 | 697988722934 | 69798872293
BFV124 | 70 | ML223ES-A A N | ML223ESA | 4 | BUTTERFLY VALVE,LUG,LEVER HANDLE,CI BODY,ALMN/BRNZ DISC,200 WOG,EPDM LINER,316 SS STEM,EPOXY CTD BDY | 1327.45 | 17.738 | 1 | 697988719552 | 69798871955
BFV124 | 70 | ML223ES-A A U | ML223ESA | 8 | BUTTERFLY VALVE,LUG,LEVER HANDLE,CI BODY,ALMN/BRNZ DISC,200 WOG,EPDM LINER,SS STEM,EPOXY COATED BODY | 2785.85 | 41.02 | 1 | 697988717336 | 69798871733
BFV124 | 70 | ML223H A J | ML223H | 2 | BUTTERFLY VALVE,LUG,LEVER HANDLE,CI BODY,ALMN/BRNZ DISC,200 WOG,HYPALON LINER | 813.31 | 11 | 1 | 697988677753 | 69798867775
BFV124 | 70 | ML223H A K | ML223H | 2 1/2 | BUTTERFLY VALVE,LUG,LEVER HANDLE,CI BODY,ALMN/BRNZ DISC,200 WOG,HYPALON LINER | 813.31 | 11.1 | 1 | 697988593534 | 69798859353
BFV124 | 70 | ML223H A L | ML223H | 3 | BUTTERFLY VALVE,LUG,LEVER HANDLE,CI BODY,ALMN/BRNZ DISC,200 WOG,HYPALON LINER | 855.39 | 11.062 | 1 | 697988136465 | 69798813646
BFV124 | 70 | ML223H A N | ML223H | 4 | BUTTERFLY VALVE,LUG,LEVER HANDLE,CI BODY,ALMN/BRNZ DISC,200 WOG,HYPALON LINER | 1065.79 | 18.62 | 1 | 697988136472 | 69798813647
BFV124 | 70 | ML223NB A J | ML223NB | 2 | BUTTERFLY VALVE,LUG,LEVER HANDLE,CI BODY,ALMN/BRNZ DISC,200 WOG,BLACK NEOPRENE LINER | 813.31 | 9.3 | 1 | 697988335776 | 69798833577
BFV124 | 70 | ML223NB A L | ML223NB | 3 | BUTTERFLY VALVE,LUG,LEVER HANDLE,CI BODY,ALMN/BRNZ DISC,200 WOG,BLACK NEOPRENE LINER | 855.39 | 13 | 1 | 697988335790 | 69798833579
BFV124 | 70 | ML223NB A N | ML223NB | 4 | BUTTERFLY VALVE,LUG,LEVER HANDLE,CI BODY,ALMN/BRNZ DISC,200 WOG,BLACK NEOPRENE LINER | 1065.79 | 20 | 1 | 697988335806 | 69798833580
BFV124 | 70 | ML223V A J | ML223V | 2 | BUTTERFLY VALVE,LUG,LEVER HANDLE,CI BODY,ALMN/BRNZ DISC,200 WOG,VITON LINER | 1168.49 | 9.56 | 1 | 697988136533 | 69798813653
BFV124 | 70 | ML223V A K | ML223V | 2 1/2 | BUTTERFLY VALVE,LUG,LEVER HANDLE,CI BODY,ALMN/BRNZ DISC,200 WOG,VITON LINER | 1168.49 | 11.45 | 1 | 697988136540 | 69798813654
BFV124 | 70 | ML223V A L | ML223V | 3 | BUTTERFLY VALVE,LUG,LEVER HANDLE,CI BODY,ALMN/BRNZ DISC,200 WOG,VITON LINER | 1210.59 | 11.482 | 1 | 697988136557 | 69798813655
BFV124 | 70 | ML223V A N | ML223V | 4 | BUTTERFLY VALVE,LUG,LEVER HANDLE,CI BODY,ALMN/BRNZ DISC,200 WOG,VITON LINER | 1537.88 | 17.974 | 1 | 697988136564 | 69798813656
BFV124 | 70 | ML223V A R | ML223V | 5 | BUTTERFLY VALVE,LUG,LEVER HANDLE,CI BODY,ALMN/BRNZ DISC,200 WOG,VITON LINER | 2238.94 | 21.476 | 1 | 697988136571 | 69798813657
BFV124 | 70 | ML223V A S | ML223V | 6 | BUTTERFLY VALVE,LUG,LEVER HANDLE,CI BODY,ALMN/BRNZ DISC,200 WOG,VITON LINER | 2407.23 | 25.4 | 1 | 697988136588 | 69798813658
BFV124 | 70 | ML223V A U | ML223V | 8 | BUTTERFLY VALVE,LUG,LEVER HANDLE,CI BODY,ALMN/BRNZ DISC,200 WOG,VITON LINER | 3818.94 | 42.9 | 1 | 697988136595 | 69798813659
BFV124 | 70 | ML223V A W | ML223V | 10 | BUTTERFLY VALVE,LUG,LEVER HANDLE,CI BODY,ALMN/BRNZ DISC,200 WOG,VITON LINER | 4753.65 | 66.73 | 1 | 697988136601 | 69798813660
BFV124 | 70 | ML223V AWJ | ML223V | 12 | BUTTERFLY VALVE,LUG,LEVER HANDLE,CI BODY,ALMN/BRNZ DISC,200 WOG,VITON LINER | 6525.32 | 105 | 1 | 697988136618 | 69798813661
BFV124 | 70 | ML223V-A A L | ML223VA | 3 | BUTTERFLY VALVE,LUG,LEVER HANDLE,CI BODY,ALMN/BRNZ DISC,200 WOG,VITON LINER,EPOXY CTD BODY | 1542.44 | 13 | 1 | 697988573109 | 69798857310
BFV124 | 70 | ML223V-A A N | ML223VA | 4 | BUTTERFLY VALVE,LUG,LEVER HANDLE,CI BODY,ALMN/BRNZ DISC,200 WOG,VITON LINER,EPOXY COATED | 1893.08 | 19.1 | 1 | 697988699403 | 69798869940
BFV124 | 70 | ML223VS A J | ML223VS | 2 | BUTTERFLY VALVE,LUG,LEVER HANDLE,CI BODY,ALMN/BRNZ DISC,200 WOG,VITON LINER,316 SS STEM | 1257.31 | 11 | 1 | 697988611672 | 69798861167
BFV124 | 70 | ML223VS A K | ML223VS | 2 1/2 | BUTTERFLY VALVE,LUG,LEVER HANDLE,CI BODY,ALMN/BRNZ DISC,200 WOG,VITON LINER,316 SS STEM | 1257.31 | 12.5 | 1 | 697988611689 | 69798861168
BFV124 | 70 | ML223VS A L | ML223VS | 3 | BUTTERFLY VALVE,LUG,LEVER HANDLE,CI BODY,ALMN/BRNZ DISC,200 WOG,VITON LINER,316 SS STEM | 1308.74 | 11.73 | 1 | 697988612259 | 69798861225
BFV124 | 70 | ML223VS A N | ML223VS | 4 | BUTTERFLY VALVE,LUG,LEVER HANDLE,CI BODY,ALMN/BRNZ DISC,200 WOG,VITON LINER,316 SS STEM | 1654.72 | 19.1 | 1 | 697988611696 | 69798861169
BFV124 | 70 | ML223VS A S | ML223VS | 6 | BUTTERFLY VALVE,LUG,LEVER HANDLE,CI BODY,ALMN/BRNZ DISC,200 WOG,VITON LINER,316 SS STEM | 2566.18 | 28 | 1 | 697988611702 | 69798861170
BFV124 | 70 | ML224B D J | ML224B | 2 | BUTTERFLY VALVE,LUG,LEVER HANDLE,CI BODY,SS DISC,200 WOG,BUNA LINER,DOUBLE DEAD END | 775.94 | 9.85 | 1 | 697988623293 | 69798862329
BFV124 | 70 | ML224B D K | ML224B | 2 1/2 | BUTTERFLY VALVE,LUG,LEVER HANDLE,CI BODY,SS DISC,200 WOG,BUNA LINER,DOUBLE DEAD END | 775.94 | 10.78 | 1 | 697988623309 | 69798862330
BFV124 | 70 | ML224B D L | ML224B | 3 | BUTTERFLY VALVE,LUG,LEVER HANDLE,CI BODY,SS DISC,200 WOG,BUNA LINER,DOUBLE DEAD END | 934.83 | 11.88 | 1 | 697988623316 | 69798862331
BFV124 | 70 | ML224B D N | ML224B | 4 | BUTTERFLY VALVE,LUG,LEVER HANDLE,CI BODY,SS DISC,200 WOG,BUNA LINER,DOUBLE DEAD END | 1187.26 | 18.32 | 1 | 697988623323 | 69798862332
BFV124 | 70 | ML224B D R | ML224B | 5 | BUTTERFLY VALVE,LUG,LEVER HANDLE,CI BODY,SS DISC,200 WOG,BUNA LINER,DOUBLE DEAD END | 1626.63 | 20.702 | 1 | 697988623330 | 69798862333
BFV124 | 70 | ML224B D S | ML224B | 6 | BUTTERFLY VALVE,LUG,LEVER HANDLE,CI BODY,SS DISC,200 WOG,BUNA LINER,DOUBLE DEAD END | 1794.94 | 18.26 | 1 | 697988623347 | 69798862334
BFV124 | 70 | ML224B D U | ML224B | 8 | BUTTERFLY VALVE,LUG,LEVER HANDLE,CI BODY,SS DISC,200 WOG,BUNA LINER,DOUBLE DEAD END | 2813.94 | 44.22 | 1 | 697988623354 | 69798862335
BFV124 | 70 | ML224B D W | ML224B | 10 | BUTTERFLY VALVE,LUG,LEVER HANDLE,CI BODY,SS DISC,200 WOG,BUNA LINER,DOUBLE DEAD END | 4548.08 | 70.68 | 1 | 697988623361 | 69798862336
BFV124 | 70 | ML224B DWJ | ML224B | 12 | BUTTERFLY VALVE,LUG,LEVER HANDLE,CI BODY,SS DISC,200 WOG,BUNA LINER,DOUBLE DEAD END | 6127.95 | 97.92 | 1 | 697988623378 | 69798862337
BFV124 | 70 | ML224B-A A K | ML224BA | 2 1/2 | BUTTERFLY VALVE,LUG,LEVER HANDLE,CI BODY,SS DISC,200 WOG,BUNA LINER EPOXY COATED | 1042.4 | 0 | 1 | 697988738584 | 69798873858
BFV124 | 70 | ML224B-A A L | ML224BA | 3 | BUTTERFLY VALVE,LUG,LEVER HANDLE,CI BODY,SS DISC,200 WOG,BUNA LINER,EPOXY CTD BODY | 1266.7 | 11.108 | 1 | 697988538528 | 69798853852
BFV124 | 70 | ML224B-A A N | ML224BA | 4 | BUTTERFLY VALVE,LUG,LEVER HANDLE,CI BODY,SS DISC,200 WOG,BUNA LINER,EPOXY CTD BODY | 1542.44 | 17.53 | 1 | 697988538535 | 69798853853
BFV124 | 70 | ML224B-A A U | ML224BA | 8 | BUTTERFLY VALVE,LUG,LEVER HANDLE,CI BODY,SS DISC,200 WOG,BUNA LINER,EPOXY CTD BODY | 3337.38 | 42.16 | 1 | 697988674356 | 69798867435
BFV124 | 70 | ML224B-A A W | ML224BA | 10 | BUTTERFLY VALVE,LUG,LEVER HANDLE,CI BODY,SS DISC,200 WOG,BUNA LINER,EPOXY CTD BODY | 5183.76 | 70.68 | 1 | 697988136717 | 69798813671
BFV124 | 70 | ML224E D J | ML224E | 2 | BUTTERFLY VALVE,LUG,LEVER HANDLE,CI BODY,SS DISC,200 WOG,EPDM LINER,DOUBLE DEAD END | 775.94 | 9.28 | 1 | 697988623385 | 69798862338
BFV124 | 70 | ML224E D K | ML224E | 2 1/2 | BUTTERFLY VALVE,LUG,LEVER HANDLE,CI BODY,SS DISC,200 WOG,EPDM LINER,DOUBLE DEAD END | 775.94 | 11.16 | 1 | 697988623392 | 69798862339
BFV124 | 70 | ML224E D L | ML224E | 3 | BUTTERFLY VALVE,LUG,LEVER HANDLE,CI BODY,SS DISC,200 WOG,EPDM LINER,DOUBLE DEAD END | 934.83 | 11.43 | 1 | 697988623408 | 69798862340
BFV124 | 70 | ML224E D N | ML224E | 4 | BUTTERFLY VALVE,LUG,LEVER HANDLE,CI BODY,SS DISC,200 WOG,EPDM LINER,DOUBLE DEAD END | 1187.26 | 17.43 | 1 | 697988623415 | 69798862341
BFV124 | 70 | ML224E D R | ML224E | 5 | BUTTERFLY VALVE,LUG,LEVER HANDLE,CI BODY,SS DISC,200 WOG,EPDM LINER,DOUBLE DEAD END | 1626.63 | 22.82 | 1 | 697988623422 | 69798862342
BFV124 | 70 | ML224E D S | ML224E | 6 | BUTTERFLY VALVE,LUG,LEVER HANDLE,CI BODY,SS DISC,200 WOG,EPDM LINER,DOUBLE DEAD END | 1794.94 | 26.62 | 1 | 697988623439 | 69798862343
BFV124 | 70 | ML224E D U | ML224E | 8 | BUTTERFLY VALVE,LUG,LEVER HANDLE,CI BODY,SS DISC,200 WOG,EPDM LINER,DOUBLE DEAD END | 2813.94 | 43.46 | 1 | 697988623446 | 69798862344
BFV124 | 70 | ML224E D W | ML224E | 10 | BUTTERFLY VALVE,LUG,LEVER HANDLE,CI BODY,SS DISC,200 WOG,EPDM LINER,DOUBLE DEAD END | 4548.08 | 68.68 | 1 | 697988623453 | 69798862345
BFV124 | 70 | ML224E DWJ | ML224E | 12 | BUTTERFLY VALVE,LUG,LEVER HANDLE,CI BODY,SS DISC,200 WOG,EPDM LINER,DOUBLE DEAD END | 6127.95 | 98.46 | 1 | 697988623460 | 69798862346
BFV124 | 70 | ML224E-A A J | ML224EA | 2 | BUTTERFLY VALVE,LUG,LEVER HANDLE,CI BODY,SS DISC,200 WOG,EPDM LINER,EPOXY CTD BODY | 1042.43 | 8.858 | 1 | 697988136823 | 69798813682
BFV124 | 70 | ML224E-A A K | ML224EA | 2 1/2 | BUTTERFLY VALVE,LUG,LEVER HANDLE,CI BODY,SS DISC,200 WOG,EPDM LINER,EPOXY CTD BODY | 1042.43 | 10.646 | 1 | 697988341371 | 69798834137
BFV124 | 70 | ML224E-A A L | ML224EA | 3 | BUTTERFLY VALVE,LUG,LEVER HANDLE,CI BODY,SS DISC,200 WOG,EPDM LINER,EPOXY CTD BODY | 1266.7 | 11.52 | 1 | 697988136830 | 69798813683
BFV124 | 70 | ML224E-A A N | ML224EA | 4 | BUTTERFLY VALVE,LUG,LEVER HANDLE,CI BODY,SS DISC,200 WOG,EPDM LINER,EPOXY CTD BODY | 1542.44 | 20 | 1 | 697988136847 | 69798813684
BFV124 | 70 | ML224E-A A S | ML224EA | 6 | BUTTERFLY VALVE,LUG,LEVER HANDLE,CI BODY,SS DISC,200 WOG,EPDM LINER,EPOXY CTD BODY | 2267.01 | 26.44 | 1 | 697988136854 | 69798813685
BFV124 | 70 | ML224E-A A U | ML224EA | 8 | BUTTERFLY VALVE,LUG,LEVER HANDLE,CI BODY,SS DISC,200 WOG,EPDM LINER,EPOXY CTD BODY | 3337.38 | 42.224 | 1 | 697988136861 | 69798813686
BFV124 | 70 | ML224E-A A W | ML224EA | 10 | BUTTERFLY VALVE,LUG,LEVER HANDLE,CI BODY,SS DISC,200 WOG,EPDM LINER,EPOXY CTD BODY | 5183.76 | 65.012 | 1 | 697988341388 | 69798834138
BFV124 | 70 | ML224E-A AWJ | ML224EA | 12 | BUTTERFLY VALVE,LUG,LEVER HANDLE,CI BODY,SS DISC,200 WOG,EPDM LINER,EPOXY CTD BODY | 7001.99 | 95.394 | 1 | 697988341395 | 69798834139
BFV124 | 70 | ML224H A L | ML224H | 3 | BUTTERFLY VALVE,LUG,LEVER HANDLE,CI BODY,SS DISC,200 WOG,HYPALON LINER | 1145.19 | 13 | 1 | 697988136922 | 69798813692
BFV124 | 70 | ML224H A N | ML224H | 4 | BUTTERFLY VALVE,LUG,LEVER HANDLE,CI BODY,SS DISC,200 WOG,HYPALON LINER | 1397.63 | 17.53 | 1 | 697988136939 | 69798813693
BFV124 | 70 | ML224H A S | ML224H | 6 | BUTTERFLY VALVE,LUG,LEVER HANDLE,CI BODY,SS DISC,200 WOG,HYPALON LINER | 2075.38 | 26.094 | 1 | 697988692121 | 69798869212
BFV124 | 70 | ML224NB A J | ML224NB | 2 | BUTTERFLY VALVE,LUG,LEVER HANDLE,CI BODY,SS DISC,200 WOG,BLACK NEOPRENE LINER | 986.33 | 13 | 1 | 697988136946 | 69798813694
BFV124 | 70 | ML224NB A K | ML224NB | 2 1/2 | BUTTERFLY VALVE,LUG,LEVER HANDLE,CI BODY,SS DISC,200 WOG,BLACK NEOPRENE LINER | 986.33 | 11.4 | 1 | 697988136953 | 69798813695
BFV124 | 70 | ML224NB A L | ML224NB | 3 | BUTTERFLY VALVE,LUG,LEVER HANDLE,CI BODY,SS DISC,200 WOG,BLACK NEOPRENE LINER | 1145.19 | 13 | 1 | 697988136960 | 69798813696
BFV124 | 70 | ML224NB A N | ML224NB | 4 | BUTTERFLY VALVE,LUG,LEVER HANDLE,CI BODY,SS DISC,200 WOG,BLACK NEOPRENE LINER | 1397.63 | 18.9 | 1 | 697988136977 | 69798813697
BFV124 | 70 | ML224NB A S | ML224NB | 6 | BUTTERFLY VALVE,LUG,LEVER HANDLE,CI BODY,SS DISC,200 WOG,BLACK NEOPRENE LINER | 2075.38 | 28 | 1 | 697988136991 | 69798813699
BFV124 | 70 | ML224NB A U | ML224NB | 8 | BUTTERFLY VALVE,LUG,LEVER HANDLE,CI BODY,SS DISC,200 WOG,BLACK NEOPRENE LINER | 3402.9 | 44 | 1 | 697988137004 | 69798813700
BFV124 | 70 | ML224NB AWJ | ML224NB | 12 | BUTTERFLY VALVE,LUG,LEVER HANDLE,CI BODY,SS DISC,200 WOG,BLACK NEOPRENE LINER | 7137.58 | 111 | 1 | 697988137028 | 69798813702
BFV124 | 70 | ML224NW A L | ML224NW | 3 | BUTTERFLY VALVE,LUG,LEVER HANDLE,CI BODY,SS DISC,200 WOG,WHITE NEOPRENE LINER | 1159.2 | 13 | 1 | 697988137059 | 69798813705
BFV124 | 70 | ML224NW A S | ML224NW | 6 | BUTTERFLY VALVE,LUG,LEVER HANDLE,CI BODY,SS DISC,200 WOG,WHITE NEOPRENE LINER | 2131.5 | 26.2 | 1 | 697988137080 | 69798813708
BFV124 | 70 | ML224NW A U | ML224NW | 8 | BUTTERFLY VALVE,LUG,LEVER HANDLE,CI BODY,SS DISC,200 WOG,WHITE NEOPRENE LINER | 3458.96 | 44.75 | 1 | 697988137097 | 69798813709
BFV124 | 70 | ML224NW A W | ML224NW | 10 | BUTTERFLY VALVE,LUG,LEVER HANDLE,CI BODY,SS DISC,200 WOG,WHITE NEOPRENE LINER | 5281.93 | 70.68 | 1 | 697988137103 | 69798813710
BFV124 | 70 | ML224NW AWJ | ML224NW | 12 | BUTTERFLY VALVE,LUG,LEVER HANDLE,CI BODY,SS DISC,200 WOG,WHITE NEOPRENE LINER | 7198.31 | 93.272 | 1 | 697988137110 | 69798813711
BFV124 | 70 | ML224NW-DAA L | ML224NWDA | 3 | BUTTERFLY VALVE,LUG,LEVER HANDLE,CI BODY,SS DISC,200 WOG,WHITE NEOPRENE LINER,DRY ASSEMBLED | 1159.2 | 13 | 1 | 697988541320 | 69798854132
BFV124 | 70 | ML224NW-DAA S | ML224NWDA | 6 | BUTTERFLY VALVE,LUG,LEVER HANDLE,CI BODY,SS DISC,200 WOG,WHITE NEOPRENE LINER,DRY ASSEMBLED | 2131.49 | 28 | 1 | 697988137158 | 69798813715
BFV124 | 70 | ML224NW-DAA U | ML224NWDA | 8 | BUTTERFLY VALVE,LUG,LEVER HANDLE,CI BODY,SS DISC,200 WOG,WHITE NEOPRENE LINER,DRY ASSEMBLED | 3458.96 | 44 | 1 | 697988541337 | 69798854133
BFV124 | 70 | ML224NWA A S | ML224NW | 6 | BUTTERFLY VALVE,LUG,LEVER HANDLE,CI BODY,SS DISC,200 WOG,WHITE NEOPRENE LINER,EPOXY CTD BODY | 2131.5 | 26.094 | 1 | 697988366992 | 69798836699
BFV124 | 70 | ML224T A J | ML224T | 2 | BUTTERFLY VALVE,LUG,LEVER HANDLE,CI BODY,SS DISC,200 WOG,TEFLON LINER | 2323.16 | 8.948 | 1 | 697988137165 | 69798813716
BFV124 | 70 | ML224T A K | ML224T | 2 1/2 | BUTTERFLY VALVE,LUG,LEVER HANDLE,CI BODY,SS DISC,200 WOG,TEFLON LINER | 2547.56 | 10.844 | 1 | 697988137172 | 69798813717
BFV124 | 70 | ML224T A L | ML224T | 3 | BUTTERFLY VALVE,LUG,LEVER HANDLE,CI BODY,SS DISC,200 WOG,TEFLON LINER | 2762.45 | 11.73 | 1 | 697988137189 | 69798813718
BFV124 | 70 | ML224T A N | ML224T | 4 | BUTTERFLY VALVE,LUG,LEVER HANDLE,CI BODY,SS DISC,200 WOG,TEFLON LINER | 3300.01 | 18.62 | 1 | 697988137196 | 69798813719
BFV124 | 70 | ML224T A S | ML224T | 6 | BUTTERFLY VALVE,LUG,LEVER HANDLE,CI BODY,SS DISC,200 WOG,TEFLON LINER | 4604.13 | 26.32 | 1 | 697988137202 | 69798813720
BFV124 | 70 | ML224T-A A L | ML224TA | 3 | BUTTERFLY VALVE,LUG,LEVER HANDLE,CI BODY,SS DISC,200 WOG,TEFLON LINER,EPOXY COATED BODY | 3094.32 | 11.73 | 1 | 697988720244 | 69798872024
BFV124 | 70 | ML224T-A A N | ML224TA | 4 | BUTTERFLY VALVE,LUG,LEVER HANDLE,CI BODY,SS DISC,200 WOG,TEFLON LINER,EPOXY COATED BODY | 3655.19 | 0 | 1 | 697988738461 | 69798873846
BFV124 | 70 | ML224T-A A S | ML224TA | 6 | BUTTERFLY VALVE,LUG,LEVER HANDLE,CI BODY,SS DISC,200 WOG,TEFLON LINER,EPOXY CTD BODY | 5076.19 | 26.32 | 1 | 697988682085 | 69798868208
BFV124 | 70 | ML224V A J | ML224V | 2 | BUTTERFLY VALVE,LUG,LEVER HANDLE,CI BODY,SS DISC,200 WOG,VITON LINER | 1341.49 | 9.248 | 1 | 697988137240 | 69798813724
BFV124 | 70 | ML224V A K | ML224V | 2 1/2 | BUTTERFLY VALVE,LUG,LEVER HANDLE,CI BODY,SS DISC,200 WOG,VITON LINER | 1341.49 | 11.3 | 1 | 697988137257 | 69798813725
BFV124 | 70 | ML224V A L | ML224V | 3 | BUTTERFLY VALVE,LUG,LEVER HANDLE,CI BODY,SS DISC,200 WOG,VITON LINER | 1500.36 | 11.646 | 1 | 697988137264 | 69798813726
BFV124 | 70 | ML224V A N | ML224V | 4 | BUTTERFLY VALVE,LUG,LEVER HANDLE,CI BODY,SS DISC,200 WOG,VITON LINER | 1869.72 | 17.912 | 1 | 697988137271 | 69798813727
BFV124 | 70 | ML224V A R | ML224V | 5 | BUTTERFLY VALVE,LUG,LEVER HANDLE,CI BODY,SS DISC,200 WOG,VITON LINER | 2622.28 | 24 | 1 | 697988137288 | 69798813728
BFV124 | 70 | ML224V A S | ML224V | 6 | BUTTERFLY VALVE,LUG,LEVER HANDLE,CI BODY,SS DISC,200 WOG,VITON LINER | 2813.92 | 27.28 | 1 | 697988137295 | 69798813729
BFV124 | 70 | ML224V A U | ML224V | 8 | BUTTERFLY VALVE,LUG,LEVER HANDLE,CI BODY,SS DISC,200 WOG,VITON LINER | 4594.83 | 44.8 | 1 | 697988137301 | 69798813730
BFV124 | 70 | ML224V AWJ | ML224V | 12 | BUTTERFLY VALVE,LUG,LEVER HANDLE,CI BODY,SS DISC,200 WOG,VITON LINER | 8708.16 | 76 | 1 | 697988137318 | 69798813731
BFV124 | 70 | ML224V-A A J | ML224VA | 2 | BUTTERFLY VALVE,LUG,LEVER HANDLE,CI BODY,SS DISC,200 WOG,VITON LINER,EPOXY CTD BODY | 1607.96 | 11 | 1 | 697988612280 | 69798861228
BFV124 | 70 | ML224V-A A L | ML224VA | 3 | BUTTERFLY VALVE,LUG,LEVER HANDLE,CI BODY,SS DISC,200 WOG,VITON LINER,EPOXY CTD BODY | 1832.26 | 13 | 1 | 697988589667 | 69798858966
BFV124 | 70 | ML224V-A A N | ML224VA | 4 | BUTTERFLY VALVE,LUG,LEVER HANDLE,CI BODY,SS DISC,200 WOG,VITON LINER,EPOXY CTD BODY | 2224.93 | 20 | 1 | 697988589674 | 69798858967
BFV124 | 70 | ML224V-A A S | ML224VA | 6 | BUTTERFLY VALVE,LUG,LEVER HANDLE,CI BODY,SS DISC,200 WOG,VITON LINER,EPOXY CTD BODY | 3285.97 | 25.82 | 1 | 697988137325 | 69798813732
BFV124 | 70 | ML224V-A A U | ML224VA | 8 | BUTTERFLY VALVE,LUG,LEVER HANDLE,CI BODY,SS DISC,200 WOG,VITON LINER,EPOXY CTD BODY | 5118.3 | 44.8 | 1 | 697988663534 | 69798866353
BFV124 | 70 | ML227B A N | ML227B | 4 | BUTTERFLY VALVE,LUG,LEVER HANDLE,CI BODY,NYLON CTD DI DISC,200 WOG,BUNA LINER | 878.83 | 18.22 | 1 | 697988326415 | 69798832641
BFV124 | 70 | ML227E A J | ML227E | 2 | BUTTERFLY VALVE,LUG,LEVER HANDLE,CI BODY,NYLON CTD DI DISC,200 WOG,EPDM LINER | 630.98 | 11 | 1 | 697988603042 | 69798860304
BFV124 | 70 | ML227E A K | ML227E | 2 1/2 | BUTTERFLY VALVE,LUG,LEVER HANDLE,CI BODY,NYLON CTD DI DISC,200 WOG,EPDM LINER | 630.98 | 10.74 | 1 | 697988603059 | 69798860305
BFV124 | 70 | ML227E A L | ML227E | 3 | BUTTERFLY VALVE,LUG,LEVER HANDLE,CI BODY,NYLON CTD DI DISC,200 WOG,EPDM LINER | 701.15 | 11.404 | 1 | 697988345034 | 69798834503
BFV124 | 70 | ML227E A N | ML227E | 4 | BUTTERFLY VALVE,LUG,LEVER HANDLE,CI BODY,NYLON CTD DI DISC,200 WOG,EPDM LINER | 878.83 | 18.22 | 1 | 697988387034 | 69798838703
BFV124 | 70 | ML227E A R | ML227E | 5 | BUTTERFLY VALVE,LUG,LEVER HANDLE,CI BODY,NYLON CTD DI DISC,200 WOG,EPDM LINER | 1201.29 | 22.8 | 1 | 697988603066 | 69798860306
BFV124 | 70 | ML227E A S | ML227E | 6 | BUTTERFLY VALVE,LUG,LEVER HANDLE,CI BODY,NYLON CTD DI DISC,200 WOG,EPDM LINER | 1420.93 | 23.2 | 1 | 697988335523 | 69798833552
BFV124 | 70 | ML227E A U | ML227E | 8 | BUTTERFLY VALVE,LUG,LEVER HANDLE,CI BODY,NYLON CTD DI DISC,200 WOG,EPDM LINER | 1930.48 | 76 | 1 | 697988710566 | 69798871056
BFV124 | 70 | ML227E A W | ML227E | 10 | BUTTERFLY VALVE,LUG,LEVER HANDLE,CI BODY,NYLON CTD DI DISC,200 WOG,EPDM LINER | 2673.74 | 76 | 1 | 697988598294 | 69798859829
BFV124 | 70 | ML227E-A A L | ML227EA | 3 | BUTTERFLY VALVE,LUG,LEVER HANDLE,CI BODY,NYLON CTD DI DISC,200 WOG,EPDM LINER,EPOXY CTD BODY | 1033.02 | 11.404 | 1 | 697988662742 | 69798866274
BFV124 | 70 | ML227E-A A N | ML227EA | 4 | BUTTERFLY VALVE,LUG,LEVER HANDLE,CI BODY,NYLON COATED DUCTILE DISC,200 WOG,EPDM LINER,EPOXY CTD BODY | 1234.02 | 11.404 | 1 | 697988693319 | 69798869331
BFV124 | 70 | ML227ES A K | ML227ES | 2 1/2 | BUTTERFLY VALVE,LUG,LEVER HANDLE,CI BODY,NYLON CTD DI DISC,200 WOG,EPDM LINER,316 SS STEM | 719.77 | 11.65 | 1 | 697988607408 | 69798860740
BFV124 | 70 | ML227ES A L | ML227ES | 3 | BUTTERFLY VALVE,LUG,LEVER HANDLE,CI BODY,NYLON CTD DI DISC,200 WOG,EPDM LINER,316 SS STEM | 799.31 | 12.5 | 1 | 697988607675 | 69798860767
BFV124 | 70 | ML227ES A N | ML227ES | 4 | BUTTERFLY VALVE,LUG,LEVER HANDLE,CI BODY,NYLON CTD DI DISC,200 WOG,EPDM LINER,316 SS STEM | 995.67 | 19.1 | 1 | 697988607699 | 69798860769
BFV124 | 70 | ML227ES A S | ML227ES | 6 | BUTTERFLY VALVE,LUG,LEVER HANDLE,CI BODY,NYLON CTD DI DISC,200 WOG,EPDM LINER,316 SS STEM | 1579.93 | 23.2 | 1 | 697988607705 | 69798860770
BFV124 | 70 | ML228E A J | ML228E | 2 | BUTTERFLY VALVE,LUG,LEVER HANDLE,CI BODY,EPOXY CTD DI DISC,200 WOG,EPDM LINER | 612.28 | 11 | 1 | 697988347724 | 69798834772
BFV124 | 70 | ML228E A K | ML228E | 2 1/2 | BUTTERFLY VALVE,LUG,LEVER HANDLE,CI BODY,EPOXY CTD DI DISC,200 WOG,EPDM LINER | 612.28 | 12.5 | 1 | 697988347731 | 69798834773
BFV124 | 70 | ML228E A L | ML228E | 3 | BUTTERFLY VALVE,LUG,LEVER HANDLE,CI BODY,EPOXY CTD DI DISC,200 WOG,EPDM LINER | 677.81 | 12.1 | 1 | 697988347748 | 69798834774
BFV124 | 70 | ML228E A N | ML228E | 4 | BUTTERFLY VALVE,LUG,LEVER HANDLE,CI BODY,EPOXY CTD DI DISC,200 WOG,EPDM LINER | 860.08 | 17.64 | 1 | 697988347755 | 69798834775
BFV124 | 70 | ML228E A R | ML228E | 5 | BUTTERFLY VALVE,LUG,LEVER HANDLE,CI BODY,EPOXY CTD DI DISC,200 WOG,EPDM LINER | 1182.61 | 22.8 | 1 | 697988347762 | 69798834776
BFV124 | 70 | ML228E A S | ML228E | 6 | BUTTERFLY VALVE,LUG,LEVER HANDLE,CI BODY,EPOXY CTD DI DISC,200 WOG,EPDM LINER | 1397.59 | 28 | 1 | 697988347779 | 69798834777
BFV124 | 70 | ML228E A U | ML228E | 8 | BUTTERFLY VALVE,LUG,LEVER HANDLE,CI BODY,EPOXY CTD DI DISC,200 WOG,EPDM LINER | 1893.08 | 44 | 1 | 697988347786 | 69798834778
BFV124 | 70 | ML228E A W | ML228E | 10 | BUTTERFLY VALVE,LUG,LEVER HANDLE,CI BODY,EPOXY CTD DI DISC,200 WOG,EPDM LINER | 2640.99 | 76 | 1 | 697988347793 | 69798834779
BFV124 | 70 | ML228E AWJ | ML228E | 12 | BUTTERFLY VALVE,LUG,LEVER HANDLE,CI BODY,EPOXY CTD DI DISC,200 WOG,EPDM LINER | 3454.28 | 111 | 1 | 697988347809 | 69798834780
BFV124 | 70 | ML228E-A A L | ML228EA | 3 | BUTTERFLY VALVE,LUG,LEVER HANDLE,CI BODY,EPOXY CTD DI DISC,200 WOG,EPDM LINER,EPOXY COATED BODY | 1009.68 | 11.5 | 1 | 697988699694 | 69798869969
BFV124 | 70 | ML228E-A A N | ML228EA | 4 | BUTTERFLY VALVE,LUG,LEVER HANDLE,CI BODY,EPOXY CTD DI DISC,200 WOG,EPDM LINER,EPOXY CTD BODY | 1215.28 | 20 | 1 | 697988596696 | 69798859669
BFV124 | 70 | ML228E-A A S | ML228EA | 6 | BUTTERFLY VALVE,LUG,LEVER HANDLE,CI BODY,EPOXY CTD DI DISC,200 WOG,EPDM LINER,EPOXY CTD BODY | 1869.64 | 28 | 1 | 697988596702 | 69798859670
BFV124 | 70 | ML228V A J | ML228V | 2 | BUTTERFLY VALVE,LUG,LEVER HANDLE,CI BODY,EPOXY CTD DI DISC,200 WOG,VITON LINER | 1177.85 | 11 | 1 | 697988371286 | 69798837128
BFV124 | 70 | ML228V A L | ML228V | 3 | BUTTERFLY VALVE,LUG,LEVER HANDLE,CI BODY,EPOXY CTD DI DISC,200 WOG,VITON LINER | 1243.33 | 13 | 1 | 697988371293 | 69798837129
BFV124 | 70 | ML228V A U | ML228V | 8 | BUTTERFLY VALVE,LUG,LEVER HANDLE,CI BODY,EPOXY CTD DI DISC,200 WOG,VITON LINER | 3674 | 44.45 | 1 | 697988635784 | 69798863578
BFV124 | 70 | ML228V-A A L | ML228VA | 3 | BUTTERFLY VALVE,LUG,LEVER HANDLE,CI BODY,EPOXY CTD DI DISC,200 WOG,VITON LINER,EPOXY COATED BODY | 1575.21 | 0 | 1 | 697988766273 | 69798876627
BFV124 | 70 | ML228V-A A U | ML228VA | 8 | BUTTERFLY VALVE,LUG,LEVER HANDLE,CI BODY,EPOXY CTD DI DISC,200 WOG,VITON LINER,EPOXY CTD BODY | 4197.46 | 44.45 | 1 | 697988635791 | 69798863579
BFV124 | 71 | ML232B D J | ML232B | 2 | BUTTERFLY VALVE,LUG,LEVER HANDLE,DI BODY,NCKL PLTD DI DISC,200 WOG,BUNA LINER,DDE | 612.28 | 10.88 | 1 | 697988716599 | 69798871659
BFV124 | 71 | ML232B D K | ML232B | 2 1/2 | BUTTERFLY VALVE,LUG,LEVER HANDLE,DI BODY,NCKL PLTD DI DISC,200 WOG,BUNA LINER,DOUBLE DEAD END | 612.28 | 10.88 | 1 | 697988705210 | 69798870521
BFV124 | 71 | ML232B D L | ML232B | 3 | BUTTERFLY VALVE,LUG,LEVER HANDLE,DI BODY,NCKL PLTD DI DISC,200 WOG,BUNA LINER,DOUBLE DEAD END | 687.09 | 11.62 | 1 | 697988699410 | 69798869941
BFV124 | 71 | ML232B D N | ML232B | 4 | BUTTERFLY VALVE,LUG,LEVER HANDLE,DI BODY,NCKL PLTD DI DISC,200 WOG,BUNA LINER,DOUBLE DEAD END | 864.81 | 17.58 | 1 | 697988646841 | 69798864684
BFV124 | 71 | ML232B D R | ML232B | 5 | BUTTERFLY VALVE,LUG,LEVER HANDLE,DI BODY,NCKL PLTD DI DISC,200 WOG,BUNA LINER,DDE | 1163.88 | 26.12 | 1 | 697988716605 | 69798871660
BFV124 | 71 | ML232B D S | ML232B | 6 | BUTTERFLY VALVE,LUG,LEVER HANDLE,DI BODY,NCKL PLTD DI DISC,200 WOG,BUNA LINER,DOUBLE DEAD END | 1388.25 | 26.12 | 1 | 697988649569 | 69798864956
BFV124 | 71 | ML232B D U | ML232B | 8 | BUTTERFLY VALVE,LUG,LEVER HANDLE,DI BODY,NCKL PLTD DI DISC,200 WOG,BUNA LINER,DOUBLE DEAD END | 1855.71 | 40.79 | 1 | 697988715370 | 69798871537
BFV124 | 71 | ML232E D J | ML232E | 2 | BUTTERFLY VALVE,LUG,LEVER HANDLE,CI BODY,ALMN/BRNZ DISC,200 WOG,EPDM LINER,DOUBLE DEAD END | 612.28 | 9.048 | 1 | 697988703377 | 69798870337
BFV124 | 71 | ML232E D K | ML232E | 2 1/2 | BUTTERFLY VALVE,LUG,LEVER HANDLE,DI BODY,NCKL PLTD DI DISC,200 WOG,EPDM LINER,DOUBLE DEAD END | 612.28 | 10.88 | 1 | 697988639171 | 69798863917
BFV124 | 71 | ML232E D L | ML232E | 3 | BUTTERFLY VALVE,LUG,LEVER HANDLE,DI BODY,NCKL PLTD DI DISC,200 WOG,EPDM LINER,DOUBLE DEAD END | 687.09 | 11.62 | 1 | 697988636804 | 69798863680
BFV124 | 71 | ML232E D N | ML232E | 4 | BUTTERFLY VALVE,LUG,LEVER HANDLE,DI BODY,NCKL PLTD DI DISC,200 WOG,EPDM LINER,DOUBLE DEAD END | 864.81 | 18.36 | 1 | 697988633308 | 69798863330
BFV124 | 71 | ML232E D R | ML232E | 5 | BUTTERFLY VALVE,LUG,LEVER HANDLE,DI BODY,NCKL PLTD DI DISC,200 WOG,EPDM LINER,DOUBLE DEAD END | 1163.88 | 22.24 | 1 | 697988639188 | 69798863918
BFV124 | 71 | ML232E D S | ML232E | 6 | BUTTERFLY VALVE,LUG,LEVER HANDLE,DI BODY,NCKL PLTD DI DISC,200 WOG,EPDM LINER,DOUBLE DEAD END | 1388.25 | 26.32 | 1 | 697988633292 | 69798863329
BFV124 | 71 | ML232E D U | ML232E | 8 | BUTTERFLY VALVE,LUG,LEVER HANDLE,DI BODY,NCKL PLTD DI DISC,200 WOG,EPDM LINER,DOUBLE DEAD END | 1855.71 | 43.72 | 1 | 697988695603 | 69798869560
BFV124 | 71 | ML232E D W | ML232E | 10 | BUTTERFLY VALVE,LUG,LEVER HANDLE,DI BODY,NCKL PLTD DI DISC,200 WOG,EPDM LINER,DOUBLE DEAD END | 2570.83 | 73.25 | 1 | 697988717459 | 69798871745
BFV124 | 71 | ML232E DWJ | ML232E | 12 | BUTTERFLY VALVE,LUG,LEVER,DI BODY,NI PLTD DUCTILE IRON,200 WOG,EPDM LINER,DDE,NSF/ANSI 372 & 61 | 3356.01 | 111.4 | 1 | 697988731677 | 69798873167
BFV124 | 71 | ML232E-A A J | ML232EA | 2 | BUTTERFLY VALVE,LUG,LEVER HANDLE,DI BODY,NCKL PLTD DI DISC,200 WOG,EPDM LINER,EPOXY COATED BODY | 878.76 | 9.43 | 1 | 697988697003 | 69798869700
BFV124 | 71 | ML232E-A A K | ML232EA | 2 1/2 | BUTTERFLY VALVE,LUG,LEVER HANDLE,DI BODY,NCKL PLTD DI DISC,200 WOG,EPDM LINER,EPOXY COATED BODY | 878.76 | 11.2 | 1 | 697988703148 | 69798870314
BFV124 | 71 | ML232E-A A L | ML232EA | 3 | BUTTERFLY VALVE,LUG,LEVER HANDLE,DI BODY,NCKL PLTD DI DISC,200 WOG,EPDM LINER,EPOXY COATED BODY | 1018.99 | 11.35 | 1 | 697988699052 | 69798869905
BFV124 | 71 | ML232E-A A N | ML232EA | 4 | BUTTERFLY VALVE,LUG,LEVER HANDLE,DI BODY,NCKL PLTD DI DISC,200 WOG,EPDM LINER,EPOXY COATED BODY | 1220 | 20 | 1 | 697988699045 | 69798869904
BFV124 | 71 | ML232E-A A S | ML232EA | 6 | BUTTERFLY VALVE,LUG,LEVER HANDLE,DI BODY,NCKL PLTD DI DISC,200 WOG,EPDM LINER,EPOXY COATED BODY | 1860.31 | 25.264 | 1 | 697988697102 | 69798869710
BFV124 | 71 | ML232E-A A U | ML232EA | 8 | BUTTERFLY VALVE,LUG,LEVER HANDLE,DI BODY,NCKL PLTD DI DISC,200 WOG,EPDM LINER,EPOXY COATED BODY | 2379.16 | 42.036 | 1 | 697988697119 | 69798869711
BFV124 | 71 | ML232ES D N | ML232ES | 4 | BUTTERFLY VALVE,LUG,LEVER HANDLE,DI BODY,SS DISC/STEM,200 WOG,EPDM LINER,DOUBLE DEAD END | 981.66 | 18.36 | 1 | 697988715929 | 69798871592
BFV124 | 71 | ML232NB A L | ML232NB | 3 | BUTTERFLY VALVE,LUG,LEVER HANDLE,DI BODY,NCKL PLTD DI DISC,200 WOG,BLACK NEOPRENE LINER | 897.48 | 13 | 1 | 697988543423 | 69798854342
BFV124 | 71 | ML232V A J | ML232V | 2 | BUTTERFLY VALVE,LUG,LEVER HANDLE,DI BODY,NCKL PLTD DI DISC,200 WOG,VITON LINER | 1177.85 | 11 | 1 | 697988137714 | 69798813771
BFV124 | 71 | ML232V A K | ML232V | 2 1/2 | BUTTERFLY VALVE,LUG,LEVER HANDLE,DI BODY,NCKL PLTD DI DISC,200 WOG,VITON LINER | 1177.85 | 12.5 | 1 | 697988137721 | 69798813772
BFV124 | 71 | ML232V A L | ML232V | 3 | BUTTERFLY VALVE,LUG,LEVER HANDLE,DI BODY,NCKL PLTD DI DISC,200 WOG,VITON LINER | 1252.64 | 13 | 1 | 697988137738 | 69798813773
BFV124 | 71 | ML232V A N | ML232V | 4 | BUTTERFLY VALVE,LUG,LEVER HANDLE,DI BODY,NCKL PLTD DI DISC,200 WOG,VITON LINER | 1547.27 | 41.5 | 1 | 697988137745 | 69798813774
BFV124 | 71 | ML232V A R | ML232V | 5 | BUTTERFLY VALVE,LUG,LEVER HANDLE,DI BODY,NCKL PLTD DI DISC,200 WOG,VITON LINER | 2159.49 | 23 | 1 | 697988379343 | 69798837934
BFV124 | 71 | ML232V A S | ML232V | 6 | BUTTERFLY VALVE,LUG,LEVER HANDLE,DI BODY,NCKL PLTD DI DISC,200 WOG,VITON LINER | 2407.23 | 26.21 | 1 | 697988137752 | 69798813775
BFV124 | 71 | ML232V A U | ML232V | 8 | BUTTERFLY VALVE,LUG,LEVER HANDLE,DI BODY,NCKL PLTD DI DISC,200 WOG,VITON LINER | 3636.61 | 44 | 1 | 697988137769 | 69798813776
BFV124 | 71 | ML232V A W | ML232V | 10 | BUTTERFLY VALVE,LUG,LEVER HANDLE,DI BODY,NCKL PLTD DI DISC,200 WOG,VITON LINER | 4646.23 | 76 | 1 | 697988379350 | 69798837935
BFV124 | 71 | ML232V AWJ | ML232V | 12 | BUTTERFLY VALVE,LUG,LEVER HANDLE,DI BODY,NCKL PLTD DI DISC,200 WOG,VITON LINER | 5936.27 | 111 | 1 | 697988137776 | 69798813777
BFV124 | 71 | ML232V-A A U | ML232VA | 8 | BUTTERFLY VALVE,LUG,LEVER HANDLE,DI BODY,NCKL PLTD DI DISC,200 WOG,VITON LINER,EPOXY COATED BODY | 4160.11 | 44 | 1 | 697988550445 | 69798855044
BFV124 | 71 | ML233B D J | ML233B | 2 | BUTTERFLY VALVE,LUG,LEVER HANDLE,DI BODY,ALUMINUM/BRONZE DISC,200 WOG,BUNA LINER,DOUBLE DEAD END | 659.02 | 9.5 | 1 | 697988649293 | 69798864929
BFV124 | 71 | ML233B D K | ML233B | 2 1/2 | BUTTERFLY VALVE,LUG,LEVER HANDLE,DI BODY,ALUMINUM/BRONZE DISC,200 WOG,BUNA LINER,DOUBLE DEAD END | 659.02 | 11.24 | 1 | 697988678552 | 69798867855
BFV124 | 71 | ML233B D L | ML233B | 3 | BUTTERFLY VALVE,LUG,LEVER HANDLE,DI BODY,ALUMINUM/BRONZE DISC,200 WOG,BUNA LINER,DOUBLE DEAD END | 724.48 | 11.7 | 1 | 697988646322 | 69798864632
BFV124 | 71 | ML233B D N | ML233B | 4 | BUTTERFLY VALVE,LUG,LEVER HANDLE,DI BODY,ALUMINUM/BRONZE DISC,200 WOG,BUNA LINER,DOUBLE DEAD END | 953.57 | 18.16 | 1 | 697988646339 | 69798864633
BFV124 | 71 | ML233B D R | ML233B | 5 | BUTTERFLY VALVE,LUG,LEVER HANDLE,DI BODY,ALUMINUM/BRONZE DISC,200 WOG,BUNA LINER,DOUBLE DEAD END | 1355.54 | 20.944 | 1 | 697988649309 | 69798864930
BFV124 | 71 | ML233B D S | ML233B | 6 | BUTTERFLY VALVE,LUG,LEVER HANDLE,DI BODY,ALUMINUM/BRONZE DISC,200 WOG,BUNA LINER,DOUBLE DEAD END | 1533.16 | 25.54 | 1 | 697988646346 | 69798864634
BFV124 | 71 | ML233B D U | ML233B | 8 | BUTTERFLY VALVE,LUG,LEVER HANDLE,DI BODY,ALUMINUM/BRONZE DISC,200 WOG,BUNA LINER,DOUBLE DEAD END | 2187.54 | 43.52 | 1 | 697988649316 | 69798864931
BFV124 | 71 | ML233B D W | ML233B | 10 | BUTTERFLY VALVE,LUG,LEVER HANDLE,DI BODY,ALUMINUM/BRONZE DISC,200 WOG,BUNA LINER,DOUBLE DEAD END | 2874.71 | 67.28 | 1 | 697988649323 | 69798864932
BFV124 | 71 | ML233B DWJ | ML233B | 12 | BUTTERFLY VALVE,LUG,LEVER HANDLE,DI BODY,ALUMINUM/BRONZE DISC,200 WOG,BUNA LINER,DOUBLE DEAD END | 4197.47 | 95.26 | 1 | 697988649330 | 69798864933
BFV124 | 71 | ML233BS D J | ML233BS | 2 | BUTTERFLY VALVE,LUG,LEVER HANDLE,DI BODY,ALM/BRNZE DSC,316 STEMS,200 WOG,BUNA LINER,DOUBLE DEAD END | 747.84 | 0 | 1 | 697988767379 | 69798876737
BFV124 | 71 | ML233BS D L | ML233BS | 3 | BUTTERFLY,LUG,LEVER HNDLE,DI BODY,ALUMINUM/BRONZE DSC,200 WOG,BUNA LNR,316 STEM,DOUBLE DEAD END | 822.66 | 11.7 | 1 | 697988634114 | 69798863411
BFV124 | 71 | ML233BS D N | ML233BS | 4 | BUTTERFLY,LUG,LEVER HNDLE,DI BODY,ALUMINUM/BRONZE DSC,200 WOG,BUNA LNR,316 STEM,DOUBLE DEAD END | 1070.4 | 17.5 | 1 | 697988636996 | 69798863699
BFV124 | 71 | ML233BS D S | ML233BS | 6 | BUTTERFLY,LUG,LEVER HNDLE,DI BODY,ALUMINUM/BRONZE DSC,200 WOG,BUNA LNR,316 STEM,DOUBLE DEAD END | 1692.1 | 26.3 | 1 | 697988634121 | 69798863412
BFV124 | 71 | ML233BS DWJ | ML233BS | 12 | BUTTERFLY,LUG,LEVER HNDLE,DI BODY,ALUMINUM/BRONZE DSC,200 WOG,BUNA LNR,316 STEM,DOUBLE DEAD END | 4870.56 | 77 | 1 | 697988637009 | 69798863700
BFV124 | 71 | ML233BS-A A N | ML233BSA | 4 | BUTTERFLY VALVE,LUG,LEVER HANDLE,DI BODY,ALUMINUM/BRONZE DSC,200 WOG,BUNA LNR,316 STM,EPOXY CTD | 1425.6 | 18.2 | 1 | 697988727212 | 69798872721
BFV124 | 71 | ML233E D J | ML233E | 2 | BUTTERFLY VALVE,LUG,LEVER,DI BODY,ALMN/BRNZ DISC,200 WOG,EPDM LINER,DDE,NSF/ANSI 372 & 61 | 659.02 | 9.048 | 1 | 697988628984 | 69798862898
BFV124 | 71 | ML233E D K | ML233E | 2 1/2 | BUTTERFLY VALVE,LUG,LEVER,DI BODY,ALMN/BRNZ DISC,200 WOG,EPDM LINER,DDE,NSF/ANSI 372 & 61 | 659.02 | 11.2 | 1 | 697988628991 | 69798862899
BFV124 | 71 | ML233E D L | ML233E | 3 | BUTTERFLY VALVE,LUG,LEVER,DI BODY,ALMN/BRNZ DISC,200 WOG,EPDM LINER,DDE,NSF/ANSI 372 & 61 | 724.48 | 11.22 | 1 | 697988625693 | 69798862569
BFV124 | 71 | ML233E D N | ML233E | 4 | BUTTERFLY VALVE,LUG,LEVER,DI BODY,ALMN/BRNZ DISC,200 WOG,EPDM LINER,DDE,NSF/ANSI 372 & 61 | 953.57 | 17.316 | 1 | 697988625709 | 69798862570
BFV124 | 71 | ML233E D R | ML233E | 5 | BUTTERFLY VALVE,LUG,LEVER,DI BODY,ALMN/BRNZ DISC,200 WOG,EPDM LINER,DDE,NSF/ANSI 372 & 61 | 1355.54 | 21.266 | 1 | 697988629004 | 69798862900
BFV124 | 71 | ML233E D S | ML233E | 6 | BUTTERFLY VALVE,LUG,LEVER,DI BODY,ALMN/BRNZ DISC,200 WOG,EPDM LINER,DDE,NSF/ANSI 372 & 61 | 1533.16 | 25.54 | 1 | 697988625716 | 69798862571
BFV124 | 71 | ML233E D U | ML233E | 8 | BUTTERFLY VALVE,LUG,LEVER,DI BODY,ALMN/BRNZ DISC,200 WOG,EPDM LINER,DDE,NSF/ANSI 372 & 61 | 2187.54 | 40.794 | 1 | 697988625723 | 69798862572
BFV124 | 71 | ML233E D W | ML233E | 10 | BUTTERFLY VALVE,LUG,LEVER,DI BODY,ALMN/BRNZ DISC,200 WOG,EPDM LINER,DDE,NSF/ANSI 372 & 61 | 2874.71 | 66.62 | 1 | 697988629011 | 69798862901
BFV124 | 71 | ML233E DWJ | ML233E | 12 | BUTTERFLY VALVE,LUG,LEVER,DI BODY,ALMN/BRNZ DISC,200 WOG,EPDM LINER,DDE,NSF/ANSI 372 & 61 | 4197.47 | 94.7 | 1 | 697988629028 | 69798862902
BFV124 | 71 | ML233E-A A J | ML233EA | 2 | BUTTERFLY VALVE,LUG,LEVER HANDLE,DI BODY,ALUMINUM/BRONZE DSC,200 WOG,EPDM LINER,EPOXY COATED BODY | 925.47 | 9.2 | 1 | 697988717398 | 69798871739
BFV124 | 71 | ML233E-A A K | ML233EA | 2 1/2 | BUTTERFLY VALVE,LUG,LEVER HANDLE,DI BODY,ALUMINUM/BRONZE DSC,200 WOG,EPDM LINER,EPOXY CTD BODY | 925.49 | 10.9 | 1 | 697988697201 | 69798869720
BFV124 | 71 | ML233E-A A L | ML233EA | 3 | BUTTERFLY VALVE,LUG,LEVER HANDLE,DI BODY,ALUMINUM/BRONZE DSC,200 WOG,EPDM LINER,EPOXY COATED BODY | 1056.33 | 13 | 1 | 697988510661 | 69798851066
BFV124 | 71 | ML233E-A A N | ML233EA | 4 | BUTTERFLY VALVE,LUG,LEVER HANDLE,DI BODY,ALUMINUM/BRONZE DSC,200 WOG,EPDM LINER,EPOXY COATED BODY | 1308.74 | 20 | 1 | 697988510678 | 69798851067
BFV124 | 71 | ML233E-A A R | ML233EA | 5 | BUTTERFLY VALVE,LUG,LEVER,DI BODY,ALMN/BRNZ DISC,200 WOG,EPDM LINER,NSF/ANSI 372 & 61,EPOXY COATED | 1794.92 | 0 | 1 | 697988769021 | 69798876902
BFV124 | 71 | ML233E-A A S | ML233EA | 6 | BUTTERFLY VALVE,LUG,LEVER HANDLE,DI BODY,ALUMINUM/BRONZE DSC,200 WOG,EPDM LINER,EPOXY COATED BODY | 2005.25 | 26.1 | 1 | 697988539983 | 69798853998
BFV124 | 71 | ML233E-A A U | ML233EA | 8 | BUTTERFLY VALVE,LUG,LEVER HANDLE,DI BODY,ALUMINUM/BRONZE DSC,200 WOG,EPDM LINER,EPOXY COATED BODY | 2711 | 44.45 | 1 | 697988644243 | 69798864424
BFV124 | 71 | ML233E-A A W | ML233EA | 10 | BUTTERFLY VALVE,LUG,LEVER HANDLE,DI BODY,ALUMINUM/BRONZE DSC,200 WOG,EPDM LINER,EPOXY COATED BODY | 3510.39 | 76 | 1 | 697988646858 | 69798864685
BFV124 | 71 | ML233EMS D J | ML233EMS | 2 | BUTTERFLY VALVE,LUG,LEVER W/MEM STOP,DI BODY,ALMN/BRNZ DISC,200 WOG,EPDM LINER,DDE,NSF/ANSI 372 & 61 | 677.49 | 0 | 1 | 697988767935 | 69798876793
BFV124 | 71 | ML233EMS D K | ML233EMS | 2 1/2 | BUTTERFLY VALVE,LUG,LEVER W/MEM STOP,DI BODY,ALMN/BRNZ DISC,200 WOG,EPDM LINER,DDE,NSF/ANSI 372 & 61 | 677.49 | 0 | 1 | 697988767942 | 69798876794
BFV124 | 71 | ML233ES D J | ML233ES | 2 | BUTTERFLY VALVE,LUG,LEVER HANDLE,DI BODY,ALM/BRNZE DSC,316 STEMS,200 WOG,EPDM LINER,DOUBLE DEAD END | 747.84 | 0 | 1 | 697988741294 | 69798874129
BFV124 | 71 | ML233ES D K | ML233ES | 2 1/2 | BUTTERFLY VALVE,LUG,LEVER HANDLE,DI BODY,ALM/BRNZE DSC,316 STEMS,200 WOG,EPDM LINER,DOUBLE DEAD END | 747.84 | 11.2 | 1 | 697988710856 | 69798871085
BFV124 | 71 | ML233ES D L | ML233ES | 3 | BUTTERFLY VALVE,LUG,LEVER HANDLE,DI BODY,ALM/BRNZE DSC,316 STEMS,200 WOG,EPDM LINER,DOUBLE DEAD END | 822.66 | 18.22 | 1 | 697988710870 | 69798871087
BFV124 | 71 | ML233ES D N | ML233ES | 4 | BUTTERFLY VALVE,LUG,LEVER HANDLE,DI BODY,ALM/BRNZE DSC,316 STEMS,200 WOG,EPDM LINER,DOUBLE DEAD END | 1070.4 | 18.22 | 1 | 697988658998 | 69798865899
BFV124 | 71 | ML233ES D R | ML233ES | 5 | BUTTERFLY VALVE,LUG,LEVER HANDLE,DI BODY,ALM/BRNZE DSC,316 STEMS,200 WOG,EPDM LINER,DOUBLE DEAD END | 1481.72 | 21.266 | 1 | 697988720534 | 69798872053
BFV124 | 71 | ML233ES D S | ML233ES | 6 | BUTTERFLY VALVE,LUG,LEVER HANDLE,DI BODY,ALM/BRNZE DSC,316 STEMS,200 WOG,EPDM LINER,DOUBLE DEAD END | 1692.15 | 25.54 | 1 | 697988717138 | 69798871713
BFV124 | 71 | ML233ES D U | ML233ES | 8 | BUTTERFLY VALVE,LUG,LEVER HANDLE,DI BODY,ALM/BRNZE DSC,316 STEMS,200 WOG,EPDM LINER,DOUBLE DEAD END | 2411.91 | 40.79 | 1 | 697988700048 | 69798870004
BFV124 | 71 | ML233ES-A A J | ML233ES | 2 | BUTTERFLY VALVE,LUG,LEVER HANDLE,DI BODY,ALUMINUM/BRONZE DSC,200 WOG,EPDM LNR,316 STM,EPOXY CTD | 1014.26 | 9.2 | 1 | 697988731134 | 69798873113
BFV124 | 71 | ML233ES-A A K | ML233ESA | 2 1/2 | BUTTERFLY VALVE,LUG,LEVER HANDLE,DI BODY,ALUMINUM/BRONZE DSC,200 WOG,EPDM LNR,316 STM,EPOXY CTD | 1014.26 | 0 | 1 | 697988731141 | 69798873114
BFV124 | 71 | ML233ES-A A L | ML233ESA | 3 | BUTTERFLY VALVE,LUG,LEVER HANDLE,DI BODY,ALUMINUM/BRONZE DSC,200 WOG,EPDM LNR,316 STM,EPOXY CTD | 1154.54 | 13 | 1 | 697988731127 | 69798873112
BFV124 | 71 | ML233ES-A A N | ML233ESA | 4 | BUTTERFLY VALVE,LUG,LEVER HANDLE,DI BODY,ALUMINUM/BRONZE DSC,200 WOG,EPDM LNR,316 STM,EPOXY CTD | 1425.6 | 17.85 | 1 | 697988719569 | 69798871956
BFV124 | 71 | ML233ES-A A R | ML233ESA | 5 | BUTTERFLY VALVE,LUG,LEVER HANDLE,DI BODY,ALUMINUM/BRONZE DSC,200 WOG,EPDM LNR,316 STM,EPOXY CTD | 1921.08 | 21 | 1 | 697988731110 | 69798873111
BFV124 | 71 | ML233ES-A A S | ML233ESA | 6 | BUTTERFLY VALVE,LUG,LEVER HANDLE,DI BODY,ALUMINUM/BRONZE DSC,200 WOG,EPDM LNR,316 STM,EPOXY CTD | 2164.21 | 25.8 | 1 | 697988718241 | 69798871824
BFV124 | 71 | ML233ES-A A U | ML233ESA | 8 | BUTTERFLY VALVE,LUG,LEVER HANDLE,DI BODY,ALUMINUM/BRONZE DSC,200 WOG,EPDM LNR,316 STM,EPOXY CTD | 2935.38 | 40.888 | 1 | 697988717442 | 69798871744
BFV124 | 71 | ML233H A J | ML233H | 2 | BUTTERFLY VALVE,LUG,LEVER HANDLE,DI BODY,ALUMINUM/BRONZE DSC,200 WOG,HYPALON LINER | 869.41 | 9.42 | 1 | 697988395220 | 69798839522
BFV124 | 71 | ML233H A L | ML233H | 3 | BUTTERFLY VALVE,LUG,LEVER HANDLE,DI BODY,ALUMINUM/BRONZE DSC,200 WOG,HYPALON LINER | 934.85 | 11.32 | 1 | 697988138131 | 69798813813
BFV124 | 71 | ML233H A N | ML233H | 4 | BUTTERFLY VALVE,LUG,LEVER HANDLE,DI BODY,ALUMINUM/BRONZE DSC,200 WOG,HYPALON LINER | 1163.91 | 18.17 | 1 | 697988138148 | 69798813814
BFV124 | 71 | ML233H A R | ML233H | 5 | BUTTERFLY VALVE,LUG,LEVER HANDLE,DI BODY,ALUMINUM/BRONZE DSC,200 WOG,HYPALON LINER | 1640.69 | 24 | 1 | 697988360532 | 69798836053
BFV124 | 71 | ML233H A S | ML233H | 6 | BUTTERFLY VALVE,LUG,LEVER HANDLE,DI BODY,ALUMINUM/BRONZE DSC,200 WOG,HYPALON LINER | 1813.57 | 25.532 | 1 | 697988138155 | 69798813815
BFV124 | 71 | ML233H A U | ML233H | 8 | BUTTERFLY VALVE,LUG,LEVER HANDLE,DI BODY,ALUMINUM/BRONZE DSC,200 WOG,HYPALON LINER | 2776.51 | 44 | 1 | 697988138162 | 69798813816
BFV124 | 71 | ML233H A W | ML233H | 10 | BUTTERFLY VALVE,LUG,LEVER HANDLE,DI BODY,ALUMINUM/BRONZE DSC,200 WOG,HYPALON LINER | 3529.08 | 76 | 1 | 697988355484 | 69798835548
BFV124 | 71 | ML233H AWJ | ML233H | 12 | BUTTERFLY VALVE,LUG,LEVER HANDLE,DI BODY,ALUMINUM/BRONZE DSC,200 WOG,HYPALON LINER | 5207.13 | 111 | 1 | 697988367449 | 69798836744
BFV124 | 71 | ML233NB A J | ML233NB | 2 | BUTTERFLY,LUG BODY,LEVER HANDLE,DUCTILE IRON BODY,ALUMINUM/BRONZE DISC,BLACK NEOPRENE LINER,200 PSI | 869.41 | 8.9 | 1 | 697988727342 | 69798872734
BFV124 | 71 | ML233NB A N | ML233NB | 4 | BUTTERFLY,LUG BODY,LEVER HANDLE,DUCTILE IRON BODY,ALUMINUM/BRONZE DISC,BLACK NEOPRENE LINER,200 PSI | 1163.92 | 18.12 | 1 | 697988727335 | 69798872733
BFV124 | 71 | ML233NB A R | ML233NB | 5 | BUTTERFLY,LUG BODY,LEVER HANDLE,DUCTILE IRON BODY,ALUMINUM/BRONZE DISC,BLACK NEOPRENE LINER,200 PSI | 1635.96 | 21.96 | 1 | 697988727328 | 69798872732
BFV124 | 71 | ML233NW A U | ML233NW | 8 | BUTTERFLY VALVE,LUG,LEVER HANDLE,DI BODY,ALUMINUM/BRONZE DSC,200 WOG,WHITE NEOPRENE LINER | 2832.56 | 44 | 1 | 697988569744 | 69798856974
BFV124 | 71 | ML233V A J | ML233V | 2 | BUTTERFLY VALVE,LUG,LEVER HANDLE,DI BODY,ALUMINUM/BRONZE DSC,200 WOG,VITON LINER | 1224.56 | 11 | 1 | 697988138179 | 69798813817
BFV124 | 71 | ML233V A K | ML233V | 2 1/2 | BUTTERFLY VALVE,LUG,LEVER HANDLE,DI BODY,ALUMINUM/BRONZE DSC,200 WOG,VITON LINER | 1224.56 | 11.4 | 1 | 697988578944 | 69798857894
BFV124 | 71 | ML233V A L | ML233V | 3 | BUTTERFLY VALVE,LUG,LEVER HANDLE,DI BODY,ALUMINUM/BRONZE DSC,200 WOG,VITON LINER | 1290.03 | 11.466 | 1 | 697988138186 | 69798813818
BFV124 | 71 | ML233V A N | ML233V | 4 | BUTTERFLY VALVE,LUG,LEVER HANDLE,DI BODY,ALUMINUM/BRONZE DSC,200 WOG,VITON LINER | 1636 | 18.22 | 1 | 697988138193 | 69798813819
BFV124 | 71 | ML233V A R | ML233V | 5 | BUTTERFLY VALVE,LUG,LEVER HANDLE,DI BODY,ALUMINUM/BRONZE DSC,200 WOG,VITON LINER | 2351.19 | 21.122 | 1 | 697988502574 | 69798850257
BFV124 | 71 | ML233V A S | ML233V | 6 | BUTTERFLY VALVE,LUG,LEVER HANDLE,DI BODY,ALUMINUM/BRONZE DSC,200 WOG,VITON LINER | 2552.14 | 26.174 | 1 | 697988387348 | 69798838734
BFV124 | 71 | ML233V A U | ML233V | 8 | BUTTERFLY VALVE,LUG,LEVER HANDLE,DI BODY,ALUMINUM/BRONZE DSC,200 WOG,VITON LINER | 3968.45 | 40.918 | 1 | 697988387355 | 69798838735
BFV124 | 71 | ML233V A W | ML233V | 10 | BUTTERFLY VALVE,LUG,LEVER HANDLE,DI BODY,ALUMINUM/BRONZE DSC,200 WOG,VITON LINER | 4950.08 | 63.45 | 1 | 697988569683 | 69798856968
BFV124 | 71 | ML233V AWJ | ML233V | 12 | BUTTERFLY VALVE,LUG,LEVER HANDLE,DI BODY,ALUMINUM/BRONZE DSC,200 WOG,VITON LINER | 6777.67 | 111 | 1 | 697988572409 | 69798857240
BFV124 | 71 | ML233VS A K | ML233VS | 2 1/2 | BUTTERFLY VALVE,LUG,LEVER HANDLE,DI BODY,ALM/BRZ DSC,200 WOG,VITON LINER,316 SS STEM | 1313.35 | 0 | 1 | 697988591875 | 69798859187
BFV124 | 71 | ML233VS A L | ML233VS | 3 | BUTTERFLY VALVE,LUG,LEVER HANDLE,DI BODY,ALUM/BRZ DSC,200 WOG,VITON LNR,316 STM W/AB OR NP DSC | 1388.19 | 0 | 1 | 697988590038 | 69798859003
BFV124 | 71 | ML233VS A N | ML233VS | 4 | BUTTERFLY VALVE,LUG,LEVER HNDL,DI BODY,ALUMINUM/BRONZE DSC,200 WOG,VITON LNR,316 STEM W/AB OR NP DSC | 1752.85 | 20 | 1 | 697988587816 | 69798858781
BFV124 | 71 | ML233VS A R | ML233VS | 5 | BUTTERFLY VALVE,LUG,LEVER HNDL,DI BODY,ALUMINUM/BRONZE DSC,200 WOG,VITON LNR,316 STEM W/AB OR NP DSC | 2477.39 | 24 | 1 | 697988642720 | 69798864272
BFV124 | 71 | ML234B D J | ML234B | 2 | BUTTERFLY VALVE,LUG,LEVER HANDLE,DI BODY,SS DISC,200 WOG,BUNA LINER,DOUBLE DEAD END | 832.04 | 9.5 | 1 | 697988638839 | 69798863883
BFV124 | 71 | ML234B D K | ML234B | 2 1/2 | BUTTERFLY VALVE,LUG,LEVER HANDLE,DI BODY,SS DISC,200 WOG,BUNA LINER,DOUBLE DEAD END | 832.04 | 10.74 | 1 | 697988638846 | 69798863884
BFV124 | 71 | ML234B D L | ML234B | 3 | BUTTERFLY VALVE,LUG,LEVER HANDLE,DI BODY,SS DISC,200 WOG,BUNA LINER,DOUBLE DEAD END | 1014.32 | 11.82 | 1 | 697988638853 | 69798863885
BFV124 | 71 | ML234B D N | ML234B | 4 | BUTTERFLY VALVE,LUG,LEVER HANDLE,DI BODY,SS DISC,200 WOG,BUNA LINER,DOUBLE DEAD END | 1285.38 | 18.64 | 1 | 697988638860 | 69798863886
BFV124 | 71 | ML234B D R | ML234B | 5 | BUTTERFLY VALVE,LUG,LEVER HANDLE,DI BODY,SS DISC,200 WOG,BUNA LINER,DOUBLE DEAD END | 1738.82 | 22.28 | 1 | 697988638877 | 69798863887
BFV124 | 71 | ML234B D S | ML234B | 6 | BUTTERFLY VALVE,LUG,LEVER HANDLE,DI BODY,SS DISC,200 WOG,BUNA LINER,DOUBLE DEAD END | 1935.1 | 26.58 | 1 | 697988638884 | 69798863888
BFV124 | 71 | ML234B D U | ML234B | 8 | BUTTERFLY VALVE,LUG,LEVER HANDLE,DI BODY,SS DISC,200 WOG,BUNA LINER,DOUBLE DEAD END | 2968.11 | 44.36 | 1 | 697988638891 | 69798863889
BFV124 | 71 | ML234B D W | ML234B | 10 | BUTTERFLY VALVE,LUG,LEVER HANDLE,DI BODY,SS DISC,200 WOG,BUNA LINER,DOUBLE DEAD END | 4744.39 | 70.68 | 1 | 697988638907 | 69798863890
BFV124 | 71 | ML234B DWJ | ML234B | 12 | BUTTERFLY VALVE,LUG,LEVER HANDLE,DI BODY,SS DISC,200 WOG,BUNA LINER,DOUBLE DEAD END | 6385.03 | 99.3 | 1 | 697988638914 | 69798863891
BFV124 | 71 | ML234B-A A J | ML234BA | 2 | BUTTERFLY VALVE,LUG,LEVER HANDLE,DI BODY,SS DISC,200 WOG,BUNA LINER,EPOXY COATED BODY | 1098.48 | 0 | 1 | 697988766990 | 69798876699
BFV124 | 71 | ML234B-A A K | ML234BA | 2 1/2 | BUTTERFLY VALVE,LUG,LEVER HANDLE,DI BODY,SS DISC,200 WOG,BUNA LINER,EPOXY COATED BODY | 1098.48 | 11.65 | 1 | 697988644427 | 69798864442
BFV124 | 71 | ML234B-A A L | ML234BA | 3 | BUTTERFLY VALVE,LUG,LEVER HANDLE,DI BODY,SS DISC,200 WOG,BUNA LINER,EPOXY COATED BODY | 1346.21 | 11.662 | 1 | 697988644410 | 69798864441
BFV124 | 71 | ML234B-A A N | ML234BA | 4 | BUTTERFLY VALVE,LUG,LEVER HANDLE,DI BODY,SS DISC,200 WOG,BUNA LINER,EPOXY COATED BODY | 1640.58 | 17.696 | 1 | 697988644403 | 69798864440
BFV124 | 71 | ML234B-A A S | ML234BA | 6 | BUTTERFLY VALVE,LUG,LEVER HANDLE,DI BODY,SS DISC,200 WOG,BUNA LINER,EPOXY COATED BODY | 2407.2 | 24.3 | 1 | 697988644397 | 69798864439
BFV124 | 71 | ML234B-A A U | ML234BA | 8 | BUTTERFLY VALVE,LUG,LEVER HANDLE,DI BODY,SS DISC,200 WOG,BUNA LINER,EPOXY COATED BODY | 3491.58 | 44 | 1 | 697988669680 | 69798866968
BFV124 | 71 | ML234B-A A W | ML234BA | 10 | BUTTERFLY VALVE,LUG,LEVER HANDLE,DI BODY,SS DISC,200 WOG,BUNA LINER,EPOXY COATED BODY | 5380.09 | 71.45 | 1 | 697988644434 | 69798864443
BFV124 | 71 | ML234E D J | ML234E | 2 | BUTTERFLY VALVE,LUG,LEVER HANDLE,DI BODY,SS DISC,200 WOG,EPDM LINER,DOUBLE DEAD END | 832.04 | 9.6 | 1 | 697988638747 | 69798863874
BFV124 | 71 | ML234E D K | ML234E | 2 1/2 | BUTTERFLY VALVE,LUG,LEVER HANDLE,DI BODY,SS DISC,200 WOG,EPDM LINER,DOUBLE DEAD END | 832.04 | 10.98 | 1 | 697988638754 | 69798863875
BFV124 | 71 | ML234E D L | ML234E | 3 | BUTTERFLY VALVE,LUG,LEVER HANDLE,DI BODY,SS DISC,200 WOG,EPDM LINER,DOUBLE DEAD END | 1014.32 | 11.8 | 1 | 697988638761 | 69798863876
BFV124 | 71 | ML234E D N | ML234E | 4 | BUTTERFLY VALVE,LUG,LEVER HANDLE,DI BODY,SS DISC,200 WOG,EPDM LINER,DOUBLE DEAD END | 1285.38 | 18.4 | 1 | 697988638778 | 69798863877
BFV124 | 71 | ML234E D R | ML234E | 5 | BUTTERFLY VALVE,LUG,LEVER HANDLE,DI BODY,SS DISC,200 WOG,EPDM LINER,DOUBLE DEAD END | 1738.82 | 22.82 | 1 | 697988638785 | 69798863878
BFV124 | 71 | ML234E D S | ML234E | 6 | BUTTERFLY VALVE,LUG,LEVER HANDLE,DI BODY,SS DISC,200 WOG,EPDM LINER,DOUBLE DEAD END | 1935.1 | 25.72 | 1 | 697988638792 | 69798863879
BFV124 | 71 | ML234E D U | ML234E | 8 | BUTTERFLY VALVE,LUG,LEVER HANDLE,DI BODY,SS DISC,200 WOG,EPDM LINER,DOUBLE DEAD END | 2968.11 | 43.62 | 1 | 697988638808 | 69798863880
BFV124 | 71 | ML234E D W | ML234E | 10 | BUTTERFLY VALVE,LUG,LEVER HANDLE,DI BODY,SS DISC,200 WOG,EPDM LINER,DOUBLE DEAD END | 4744.39 | 71.6 | 1 | 697988638815 | 69798863881
BFV124 | 71 | ML234E DWJ | ML234E | 12 | BUTTERFLY VALVE,LUG,LEVER HANDLE,DI BODY,SS DISC,200 WOG,EPDM LINER,DOUBLE DEAD END | 6385.03 | 98.46 | 1 | 697988638822 | 69798863882
BFV124 | 71 | ML234E-A A J | ML234EA | 2 | BUTTERFLY VALVE,LUG,LEVER HANDLE,DI BODY,SS DISC,200 WOG,EPDM LINER,EPOXY COATED BODY | 1098.48 | 9.34 | 1 | 697988396876 | 69798839687
BFV124 | 71 | ML234E-A A K | ML234EA | 2 1/2 | BUTTERFLY VALVE,LUG,LEVER HANDLE,DI BODY,SS DISC,200 WOG,EPDM LINER,EPOXY COATED BODY | 1098.48 | 11.22 | 1 | 697988396883 | 69798839688
BFV124 | 71 | ML234E-A A L | ML234EA | 3 | BUTTERFLY VALVE,LUG,LEVER HANDLE,DI BODY,SS DISC,200 WOG,EPDM LINER,EPOXY COATED BODY | 1346.21 | 11.12 | 1 | 697988138384 | 69798813838
BFV124 | 71 | ML234E-A A N | ML234EA | 4 | BUTTERFLY VALVE,LUG,LEVER HANDLE,DI BODY,SS DISC,200 WOG,EPDM LINER,EPOXY COATED BODY | 1640.58 | 17.696 | 1 | 697988396890 | 69798839689
BFV124 | 71 | ML234E-A A R | ML234EA | 5 | BUTTERFLY VALVE,LUG,LEVER HANDLE,DI BODY,SS DISC,200 WOG,EPDM LINER,EPOXY COATED BODY | 2178.18 | 22.82 | 1 | 697988704299 | 69798870429
BFV124 | 71 | ML234E-A A S | ML234EA | 6 | BUTTERFLY VALVE,LUG,LEVER HANDLE,DI BODY,SS DISC,200 WOG,EPDM LINER,EPOXY COATED BODY | 2407.2 | 25.9 | 1 | 697988398511 | 69798839851
BFV124 | 71 | ML234E-A A U | ML234EA | 8 | BUTTERFLY VALVE,LUG,LEVER HANDLE,DI BODY,SS DISC,200 WOG,EPDM LINER,EPOXY COATED BODY | 3491.58 | 43.4 | 1 | 697988398528 | 69798839852
BFV124 | 71 | ML234E-A A W | ML234EA | 10 | BUTTERFLY VALVE,LUG,LEVER HANDLE,DI BODY,SS DISC,200 WOG,EPDM LINER,EPOXY COATED BODY | 5380.09 | 71.45 | 1 | 697988398535 | 69798839853
BFV124 | 71 | ML234E-A AWJ | ML234EA | 12 | BUTTERFLY VALVE,LUG,LEVER HANDLE,DI BODY,SS DISC,200 WOG,EPDM LINER,EPOXY COATED BODY | 7259.08 | 111 | 1 | 697988398542 | 69798839854
BFV124 | 71 | ML234E-A-DA A J | ML234EADA | 2 | BUTTERFLY VALVE,LUG,LEVER HANDLE,DI BODY,SS DISC,200 WOG,EPDM LINER,EPOXY COATED BODY,DRY ASSEMBLED | 1098.48 | 9.34 | 1 | 697988705326 | 69798870532
BFV124 | 71 | ML234E-A-DA A K | ML234EADA | 2 1/2 | BUTTERFLY VALVE,LUG,LEVER HANDLE,DI BODY,SS DISC,200 WOG,EPDM LINER,EPOXY COATED BODY,DRY ASSEMBLED | 1098.48 | 11.22 | 1 | 697988705333 | 69798870533
BFV124 | 71 | ML234E-A-DA A L | ML234EADA | 3 | BUTTERFLY VALVE,LUG,LEVER HANDLE,DI BODY,SS DISC,200 WOG,EPDM LINER,EPOXY COATED BODY,DRY ASSEMBLED | 1346.21 | 11.12 | 1 | 697988705340 | 69798870534
BFV124 | 71 | ML234E-A-DA A N | ML234EADA | 4 | BUTTERFLY VALVE,LUG,LEVER HANDLE,DI BODY,SS DISC,200 WOG,EPDM LINER,EPOXY COATED BODY,DRY ASSEMBLED | 1640.57 | 17.696 | 1 | 697988705357 | 69798870535
BFV124 | 71 | ML234E-A-DA A R | ML234EADA | 5 | BUTTERFLY VALVE,LUG,LEVER HANDLE,DI BODY,SS DISC,200 WOG,EPDM LINER,EPOXY COATED BODY,DRY ASSEMBLED | 2178.18 | 22.82 | 1 | 697988705364 | 69798870536
BFV124 | 71 | ML234E-A-DA A S | ML234EADA | 6 | BUTTERFLY VALVE,LUG,LEVER HANDLE,DI BODY,SS DISC,200 WOG,EPDM LINER,EPOXY COATED BODY,DRY ASSEMBLED | 2407.2 | 25.9 | 1 | 697988705371 | 69798870537
BFV124 | 71 | ML234H A J | ML234H | 2 | BUTTERFLY VALVE,LUG,LEVER HANDLE,DI BODY,SS DISC,200 WOG,HYPALON LINER | 1042.42 | 11 | 1 | 697988138391 | 69798813839
BFV124 | 71 | ML234H A L | ML234H | 3 | BUTTERFLY VALVE,LUG,LEVER HANDLE,DI BODY,SS DISC,200 WOG,HYPALON LINER | 1224.71 | 12.18 | 1 | 697988138414 | 69798813841
BFV124 | 71 | ML234H A N | ML234H | 4 | BUTTERFLY VALVE,LUG,LEVER HANDLE,DI BODY,SS DISC,200 WOG,HYPALON LINER | 1495.76 | 18.3 | 1 | 697988138421 | 69798813842
BFV124 | 71 | ML234NB A L | ML234NB | 3 | BUTTERFLY VALVE,LUG,LEVER HANDLE,DI BODY,SS DISC,200 WOG,BLACK NEOPRENE LINER | 1224.71 | 18.64 | 1 | 697988697348 | 69798869734
BFV124 | 71 | ML234NB A N | ML234NB | 4 | BUTTERFLY VALVE,LUG,LEVER HANDLE,DI BODY,SS DISC,200 WOG,BLACK NEOPRENE LINER | 1495.76 | 18.64 | 1 | 697988138452 | 69798813845
BFV124 | 71 | ML234NB A S | ML234NB | 6 | BUTTERFLY VALVE,LUG,LEVER HANDLE,DI BODY,SS DISC,200 WOG,BLACK NEOPRENE LINER | 2215.55 | 28 | 1 | 697988138469 | 69798813846
BFV124 | 71 | ML234NB-A A J | ML234NBA | 2 | BUTTERFLY VALVE,LUG,LEVER HANDLE,DI BODY,SS DISC,200 WOG,BLACK NEOPRENE LINER,EPOXY COATED BODY | 1308.83 | 9 | 1 | 697988732636 | 69798873263
BFV124 | 71 | ML234NB-A A N | ML234NBA | 4 | BUTTERFLY VALVE,LUG,LEVER HANDLE,DI BODY,SS DISC,200 WOG,BLACK NEOPRENE LINER,EPOXY COATED BODY | 1850.96 | 17.7 | 1 | 697988732629 | 69798873262
BFV124 | 71 | ML234NB-A A R | ML234NBA | 5 | BUTTERFLY VALVE,LUG,LEVER HANDLE,DI BODY,SS DISC,200 WOG,BLACK NEOPRENE LINER,EPOXY COATED BODY | 2458.58 | 22.8 | 1 | 697988732612 | 69798873261
BFV124 | 71 | ML234NW A L | ML234NW | 3 | BUTTERFLY VALVE,LUG,LEVER HANDLE,DI BODY,SS DISC,200 WOG,WHITE NEOPRENE LINER | 1238.66 | 13 | 1 | 697988340183 | 69798834018
BFV124 | 71 | ML234NW A S | ML234NW | 6 | BUTTERFLY VALVE,LUG,LEVER HANDLE,DI BODY,SS DISC,200 WOG,WHITE NEOPRENE LINER | 2271.69 | 28 | 1 | 697988344358 | 69798834435
BFV124 | 71 | ML234NW-A A L | ML234NWA | 3 | BUTTERFLY VALVE,LUG,LEVER HANDLE,DI BODY,SS DISC,200 WOG,WHITE NEOPRENE LINER,EPOXY COATED BODY | 1570.57 | 11.64 | 1 | 697988632820 | 69798863282
BFV124 | 71 | ML234NW-A A N | ML234NWA | 4 | BUTTERFLY VALVE,LUG,LEVER HANDLE,DI BODY,SS DISC,200 WOG,WHITE NEOPRENE LINER,EPOXY COATED BODY | 1864.93 | 19.1 | 1 | 697988632837 | 69798863283
BFV124 | 71 | ML234NW-A A R | ML234NWA | 5 | BUTTERFLY VALVE,LUG,LEVER HANDLE,DI BODY,SS DISC,200 WOG,WHITE NEOPRENE LINER,EPOXY COATED BODY | 2514.76 | 22.8 | 1 | 697988727120 | 69798872712
BFV124 | 71 | ML234T A J | ML234T | 2 | BUTTERFLY VALVE,LUG,LEVER HANDLE,DI BODY,SS DISC,200 WOG,TEFLON LINER | 2379.24 | 9.6 | 1 | 697988379015 | 69798837901
BFV124 | 71 | ML234T A K | ML234T | 2 1/2 | BUTTERFLY VALVE,LUG,LEVER HANDLE,DI BODY,SS DISC,200 WOG,TEFLON LINER | 2603.6 | 12.5 | 1 | 697988379022 | 69798837902
BFV124 | 71 | ML234T A L | ML234T | 3 | BUTTERFLY VALVE,LUG,LEVER HANDLE,DI BODY,SS DISC,200 WOG,TEFLON LINER | 2841.95 | 11.73 | 1 | 697988345287 | 69798834528
BFV124 | 71 | ML234T A N | ML234T | 4 | BUTTERFLY VALVE,LUG,LEVER HANDLE,DI BODY,SS DISC,200 WOG,TEFLON LINER | 3398.14 | 18.62 | 1 | 697988138476 | 69798813847
BFV124 | 71 | ML234T A S | ML234T | 6 | BUTTERFLY VALVE,LUG,LEVER HANDLE,DI BODY,SS DISC,200 WOG,TEFLON LINER | 4744.3 | 25.26 | 1 | 697988361249 | 69798836124
BFV124 | 71 | ML234T-A A L | ML234TA | 3 | BUTTERFLY VALVE,LUG,LEVER HANDLE,DI BODY,SS DISC,200 WOG,TEFLON LINER,EPOXY COATED BODY | 3173.83 | 11.73 | 1 | 697988707696 | 69798870769
BFV124 | 71 | ML234T-A A N | ML234TA | 4 | BUTTERFLY VALVE,LUG,LEVER HANDLE,DI BODY,SS DISC,200 WOG,TEFLON LINER,EPOXY COATED BODY | 3753.32 | 22.82 | 1 | 697988668867 | 69798866886
BFV124 | 71 | ML234T-A A S | ML234TA | 6 | BUTTERFLY VALVE,LUG,LEVER HANDLE,DI BODY,SS DISC,200 WOG,TEFLON LINER,EPOXY COATED BODY | 5216.38 | 28 | 1 | 697988593725 | 69798859372
BFV124 | 71 | ML234V A J | ML234V | 2 | BUTTERFLY VALVE,LUG,LEVER HANDLE,DI BODY,SS DISC,200 WOG,VITON LINER | 1397.57 | 9.42 | 1 | 697988138483 | 69798813848
BFV124 | 71 | ML234V A K | ML234V | 2 1/2 | BUTTERFLY VALVE,LUG,LEVER HANDLE,DI BODY,SS DISC,200 WOG,VITON LINER | 1397.57 | 10.068 | 1 | 697988138490 | 69798813849
BFV124 | 71 | ML234V A L | ML234V | 3 | BUTTERFLY VALVE,LUG,LEVER HANDLE,DI BODY,SS DISC,200 WOG,VITON LINER | 1579.86 | 11.374 | 1 | 697988138506 | 69798813850
BFV124 | 71 | ML234V A N | ML234V | 4 | BUTTERFLY VALVE,LUG,LEVER HANDLE,DI BODY,SS DISC,200 WOG,VITON LINER | 1967.85 | 18.132 | 1 | 697988138513 | 69798813851
BFV124 | 71 | ML234V A R | ML234V | 5 | BUTTERFLY VALVE,LUG,LEVER HANDLE,DI BODY,SS DISC,200 WOG,VITON LINER | 2734.48 | 21.956 | 1 | 697988138520 | 69798813852
BFV124 | 71 | ML234V A S | ML234V | 6 | BUTTERFLY VALVE,LUG,LEVER HANDLE,DI BODY,SS DISC,200 WOG,VITON LINER | 2954.11 | 26.484 | 1 | 697988138537 | 69798813853
BFV124 | 71 | ML234V A U | ML234V | 8 | BUTTERFLY VALVE,LUG,LEVER HANDLE,DI BODY,SS DISC,200 WOG,VITON LINER | 4749.02 | 42.32 | 1 | 697988138544 | 69798813854
BFV124 | 71 | ML234V A W | ML234V | 10 | BUTTERFLY VALVE,LUG,LEVER HANDLE,DI BODY,SS DISC,200 WOG,VITON LINER | 6819.79 | 76 | 1 | 697988138551 | 69798813855
BFV124 | 71 | ML234V-A A J | ML234VA | 2 | BUTTERFLY VALVE,LUG,LEVER HANDLE,DI BODY,SS DISC,200 WOG,VITON LINER,EPOXY COATED BODY | 1664.02 | 11 | 1 | 697988525016 | 69798852501
BFV124 | 71 | ML234V-A A K | ML234VA | 2 1/2 | BUTTERFLY VALVE,LUG,LEVER HANDLE,DI BODY,SS DISC,200 WOG,VITON LINER,EPOXY COATED BODY | 1664.02 | 12.5 | 1 | 697988590045 | 69798859004
BFV124 | 71 | ML234V-A A L | ML234VA | 3 | BUTTERFLY VALVE,LUG,LEVER HANDLE,DI BODY,SS DISC,200 WOG,VITON LINER,EPOXY COATED BODY | 1911.75 | 11.66 | 1 | 697988525023 | 69798852502
BFV124 | 71 | ML234V-A A N | ML234VA | 4 | BUTTERFLY VALVE,LUG,LEVER HANDLE,DI BODY,SS DISC,200 WOG,VITON LINER,EPOXY COATED BODY | 2323.03 | 20 | 1 | 697988525030 | 69798852503
BFV124 | 71 | ML234V-A A R | ML234VA | 5 | BUTTERFLY VALVE,LUG,LEVER HANDLE,DI BODY,SS DISC,200 WOG,VITON LINER,EPOXY COATED BODY | 3173.84 | 42.32 | 1 | 697988569065 | 69798856906
BFV124 | 71 | ML234V-A A S | ML234VA | 6 | BUTTERFLY VALVE,LUG,LEVER HANDLE,DI BODY,SS DISC,200 WOG,VITON LINER,EPOXY COATED BODY | 3426.15 | 26.75 | 1 | 697988550797 | 69798855079
BFV124 | 71 | ML234V-A A U | ML234VA | 8 | BUTTERFLY VALVE,LUG,LEVER HANDLE,DI BODY,SS DISC,200 WOG,VITON LINER,EPOXY COATED BODY | 5272.48 | 44 | 1 | 697988569072 | 69798856907
BFV124 | 71 | ML234V-A A W | ML234VA | 10 | BUTTERFLY VALVE,LUG,LEVER HANDLE,DI BODY,SS DISC,200 WOG,VITON LINER,EPOXY COATED BODY | 7455.47 | 76 | 1 | 697988594999 | 69798859499
BFV124 | 71 | ML234V-DA A N | ML234VDA | 4 | BUTTERFLY VALVE,LUG,LEVER HANDLE,DI BODY,SS DISC,200 WOG,VITON LINER,DRY ASSEMBLED | 1967.85 | 20 | 1 | 697988138605 | 69798813860
BFV124 | 71 | ML234V-DA A S | ML234VDA | 6 | BUTTERFLY VALVE,LUG,LEVER HANDLE,DI BODY,SS DISC,200 WOG,VITON LINER,DRY ASSEMBLED | 2954.13 | 28 | 1 | 697988138629 | 69798813862
BFV124 | 71 | ML237B A S | ML237B | 6 | BUTTERFLY VALVE,LUG,LEVER HANDLE,DI BODY,NYLON COATED DI DISC,200 WOG,BUNA LINER | 1561.21 | 23.2 | 1 | 697988704411 | 69798870441
BFV124 | 71 | ML237B A U | ML237B | 8 | BUTTERFLY VALVE,LUG,LEVER HANDLE,DI BODY,NYLON COATED DI DISC,200 WOG,BUNA LINER | 2080.06 | 44 | 1 | 697988704428 | 69798870442
BFV124 | 71 | ML237E A K | ML237E | 2 1/2 | BUTTERFLY VALVE,LUG,LEVER HANDLE,DI BODY,NYLON COATED DI DISC,200 WOG,EPDM LINER | 687.08 | 11.65 | 1 | 697988637498 | 69798863749
BFV124 | 71 | ML237E A L | ML237E | 3 | BUTTERFLY VALVE,LUG,LEVER HANDLE,DI BODY,NYLON COATED DI DISC,200 WOG,EPDM LINER | 780.6 | 11.404 | 1 | 697988634053 | 69798863405
BFV124 | 71 | ML237NB A S | ML237NB | 6 | BUTTERFLY VALVE,LUG,LEVER HANDLE,DI BODY,NYLON COATED DI DISC,200 WOG,BLACK NEOPRENE LINER | 1841.63 | 23.2 | 1 | 697988501102 | 69798850110
BFV124 | 71 | ML238B AWJ | ML238B | 12 | BUTTERFLY VALVE,LUG,LEVER HANDLE,DI BODY,EPOXY COATED DI DISC,200 WOG,BUNA LINER | 3706.61 | 111 | 1 | 697988504851 | 69798850485
BFV124 | 71 | ML238B-A A U | ML238BA | 8 | BUTTERFLY VALVE,LUG,LEVER HANDLE,DI BODY,EPOXY COATED DI DISC,200 WOG,BUNA LINER,EPOXY COATED BODY | 2566.16 | 44.45 | 1 | 697988628076 | 69798862807
BFV124 | 71 | ML238E-A A L | ML238EA | 3 | BUTTERFLY VALVE,LUG,LEVER HANDLE,DI BODY,EPOXY COATED DI DISC,200 WOG,EPDM LINER,EPOXY COATED BODY | 1089.13 | 11.068 | 1 | 697988588448 | 69798858844
BFV124 | 71 | ML238E-A A N | ML238EA | 4 | BUTTERFLY VALVE,LUG,LEVER HANDLE,DI BODY,EPOXY COATED DI DISC,200 WOG,EPDM LINER,EPOXY COATED BODY | 1308.79 | 20 | 1 | 697988574649 | 69798857464
BFV124 | 71 | ML238E-A A S | ML238EA | 6 | BUTTERFLY VALVE,LUG,LEVER HANDLE,DI BODY,EPOXY COATED DI DISC,200 WOG,EPDM LINER,EPOXY COATED BODY | 2009.89 | 28 | 1 | 697988574656 | 69798857465
BFV124 | 71 | ML238E-A A U | ML238EA | 8 | BUTTERFLY VALVE,LUG,LEVER HANDLE,DI BODY,EPOXY COATED DI DISC,200 WOG,EPDM LINER,EPOXY COATED BODY | 2566.16 | 44 | 1 | 697988574663 | 69798857466
BFV124 | 71 | ML238ES A K | ML238ES | 2 1/2 | BUTTERFLY VALVE,LUG,LEVER HNDL,DI BODY,EPOXY COATED DI DISC,200 WOG,EPDM LNR,316 STEM W/AB OR NP DSC | 757.22 | 11.65 | 1 | 697988607668 | 69798860766
BFV124 | 71 | ML238ES A L | ML238ES | 3 | BUTTERFLY VALVE,LUG,LEVER HNDL,DI BODY,EPOXY COATED DI DISC,200 WOG,EPDM LNR,316 STEM W/AB OR NP DSC | 855.42 | 11.068 | 1 | 697988488502 | 69798848850
BFV124 | 71 | ML238ES A N | ML238ES | 4 | BUTTERFLY VALVE,LUG,LEVER HNDL,DI BODY,EPOXY COATED DI DISC,200 WOG,EPDM LNR,316 STEM W/AB OR NP DSC | 1070.42 | 17.182 | 1 | 697988488519 | 69798848851
BFV124 | 71 | ML238ES A S | ML238ES | 6 | BUTTERFLY VALVE,LUG,LEVER HNDL,DI BODY,EPOXY COATED DI DISC,200 WOG,EPDM LNR,316 STEM W/AB OR NP DSC | 1696.77 | 25.78 | 1 | 697988488526 | 69798848852
BFV124 | 71 | ML238ES A U | ML238ES | 8 | BUTTERFLY VALVE,LUG,LEVER HNDL,DI BODY,EPOXY COATED DI DISC,200 WOG,EPDM LNR,316 STEM W/AB OR NP DSC | 2267.03 | 40.888 | 1 | 697988498457 | 69798849845
BFV124 | 70 | ML322B D J | ML222B | 2 | BUTTERFLY VALVE,LUG,GEAR OPERATOR,CI BODY,NICKEL PLTD DI IRON DISC,200 WOG,BUNA LINER,DBL DEAD END | 1126.48 | 9.2 | 1 | 697988623477 | 69798862347
BFV124 | 70 | ML322B D K | ML322B | 2 1/2 | BUTTERFLY VALVE,LUG,GEAR OPERATOR,CI BODY,NICKEL PLTD DI IRON DISC,200 WOG,BUNA LINER,DBL DEAD END | 1126.48 | 14.5 | 1 | 697988623484 | 69798862348
BFV124 | 70 | ML322B D L | ML322B | 3 | BUTTERFLY VALVE,LUG,GEAR OPERATOR,CI BODY,NICKEL PLTD DI IRON DISC,200 WOG,BUNA LINER,DBL DEAD END | 1177.88 | 15 | 1 | 697988623491 | 69798862349
BFV124 | 70 | ML322B D N | ML322B | 4 | BUTTERFLY VALVE,LUG,GEAR OPERATOR,CI BODY,NICKEL PLTD DI IRON DISC,200 WOG,BUNA LINER,DBL DEAD END | 1350.81 | 26.24 | 1 | 697988623507 | 69798862350
BFV124 | 70 | ML322B D R | ML322B | 5 | BUTTERFLY VALVE,LUG,GEAR OPERATOR,CI BODY,NICKEL PLTD DI IRON DISC,200 WOG,BUNA LINER,DBL DEAD END | 1631.29 | 25 | 1 | 697988623514 | 69798862351
BFV124 | 70 | ML322B D S | ML322B | 6 | BUTTERFLY VALVE,LUG,GEAR OPERATOR,CI BODY,NICKEL PLTD DI IRON DISC,200 WOG,BUNA LINER,DBL DEAD END | 1822.98 | 33.24 | 1 | 697988623521 | 69798862352
BFV124 | 70 | ML322B D U | ML322B | 8 | BUTTERFLY VALVE,LUG,GEAR OPERATOR,CI BODY,NICKEL PLTD DI IRON DISC,200 WOG,BUNA LINER,DBL DEAD END | 2388.53 | 58.44 | 1 | 697988623538 | 69798862353
BFV124 | 70 | ML322B D W | ML322B | 10 | BUTTERFLY VALVE,LUG,GEAR OPERATOR,CI BODY,NICKEL PLTD DI IRON DISC,200 WOG,BUNA LINER,DBL DEAD END | 3042.95 | 74.95 | 1 | 697988623545 | 69798862354
BFV124 | 70 | ML322B DWJ | ML322B | 12 | BUTTERFLY VALVE,LUG,GEAR OPERATOR,CI BODY,NICKEL PLTD DI IRON DISC,200 WOG,BUNA LINER,DBL DEAD END | 3772.1 | 109.76 | 1 | 697988623552 | 69798862355
BFV124 | 77 | ML322B A14 | ML322B | 14 | BUTTERFLY VALVE,LUG,GEAR OPERATOR,CI BODY,NICKEL PLTD DI IRON DISC,150 WOG,BUNA LINER | 4884.57 | 176 | 1 | 697988138810 | 69798813881
BFV124 | 77 | ML322B A16 | ML322B | 16 | BUTTERFLY VALVE,LUG,GEAR OPERATOR,CI BODY,NICKEL PLTD DI IRON DISC,150 WOG,BUNA LINER | 7238.05 | 237 | 1 | 697988138827 | 69798813882
BFV124 | 77 | ML322B A18 | ML322B | 18 | BUTTERFLY VALVE,LUG,GEAR OPERATOR,CI BODY,NICKEL PLTD DI IRON DISC,150 WOG,BUNA LINER | 9103.09 | 328 | 1 | 697988138834 | 69798813883
BFV124 | 77 | ML322B A20 | ML322B | 20 | BUTTERFLY VALVE,LUG,GEAR OPERATOR,CI BODY,NICKEL PLTD DI IRON DISC,150 WOG,BUNA LINER | 11500.96 | 416 | 1 | 697988138841 | 69798813884
BFV124 | 77 | ML322B A24 | ML322B | 24 | BUTTERFLY VALVE,LUG,GEAR OPERATOR,CI BODY,NICKEL PLTD DI IRON DISC,150 WOG,BUNA LINER | 19329.66 | 650 | 1 | 697988138858 | 69798813885
BFV124 | 77 | ML322B -30 | ML322B | 30 | BUTTERFLY VALVE,LUG,GEAR OPERATOR,CI BODY,NICKEL PLTD DI IRON DISC,150 WOG,BUNA LINER | 32753.34 | 1680 | 1 | 697988138681 | 69798813868
BFV124 | 70 | ML322E D J | ML322E | 2 | BUTTERFLY VALVE,LUG,GEAR OPERATOR,CI BODY,NICKEL PLTD DI IRON DISC,200 WOG,EPDM LINER,DBL DEAD END | 1126.48 | 12 | 1 | 697988623569 | 69798862356
BFV124 | 70 | ML322E D K | ML322E | 2 1/2 | BUTTERFLY VALVE,LUG,GEAR OPERATOR,CI BODY,NICKEL PLTD DI IRON DISC,200 WOG,EPDM LINER,DBL DEAD END | 1126.48 | 10.54 | 1 | 697988623576 | 69798862357
BFV124 | 70 | ML322E D L | ML322E | 3 | BUTTERFLY VALVE,LUG,GEAR OPERATOR,CI BODY,NICKEL PLTD DI IRON DISC,200 WOG,EPDM LINER,DBL DEAD END | 1177.88 | 19.68 | 1 | 697988623583 | 69798862358
BFV124 | 70 | ML322E D N | ML322E | 4 | BUTTERFLY VALVE,LUG,GEAR OPERATOR,CI BODY,NICKEL PLTD DI IRON DISC,200 WOG,EPDM LINER,DBL DEAD END | 1350.81 | 22.95 | 1 | 697988623590 | 69798862359
BFV124 | 70 | ML322E D R | ML322E | 5 | BUTTERFLY VALVE,LUG,GEAR OPERATOR,CI BODY,NICKEL PLTD DI IRON DISC,200 WOG,EPDM LINER,DBL DEAD END | 1631.29 | 27.5 | 1 | 697988623606 | 69798862360
BFV124 | 70 | ML322E D S | ML322E | 6 | BUTTERFLY VALVE,LUG,GEAR OPERATOR,CI BODY,NICKEL PLTD DI IRON DISC,200 WOG,EPDM LINER,DBL DEAD END | 1822.98 | 34.22 | 1 | 697988623613 | 69798862361
BFV124 | 70 | ML322E D U | ML322E | 8 | BUTTERFLY VALVE,LUG,GEAR OPERATOR,CI BODY,NICKEL PLTD DI IRON DISC,200 WOG,EPDM LINER,DBL DEAD END | 2388.53 | 59.16 | 1 | 697988623620 | 69798862362
BFV124 | 70 | ML322E D W | ML322E | 10 | BUTTERFLY VALVE,LUG,GEAR OPERATOR,CI BODY,NICKEL PLTD DI IRON DISC,200 WOG,EPDM LINER,DBL DEAD END | 3042.95 | 82.76 | 1 | 697988623637 | 69798862363
BFV124 | 70 | ML322E DWJ | ML322E | 12 | BUTTERFLY VALVE,LUG,GEAR OPERATOR,CI BODY,NICKEL PLTD DI IRON DISC,200 WOG,EPDM LINER,DBL DEAD END | 3772.1 | 110.52 | 1 | 697988623644 | 69798862364
BFV124 | 77 | ML322E A14 | ML322E | 14 | BUTTERFLY VALVE,LUG,GEAR OPERATOR,CI BODY,NICKEL PLTD DI IRON DISC,150 WOG,EPDM LINER | 4884.57 | 175 | 1 | 697988139015 | 69798813901
BFV124 | 77 | ML322E A16 | ML322E | 16 | BUTTERFLY VALVE,LUG,GEAR OPERATOR,CI BODY,NICKEL PLTD DI IRON DISC,150 WOG,EPDM LINER | 7238.05 | 235 | 1 | 697988139022 | 69798813902
BFV124 | 77 | ML322E A18 | ML322E | 18 | BUTTERFLY VALVE,LUG,GEAR OPERATOR,CI BODY,NICKEL PLTD DI IRON DISC,150 WOG,EPDM LINER | 9103.09 | 328 | 1 | 697988139039 | 69798813903
BFV124 | 77 | ML322E A20 | ML322E | 20 | BUTTERFLY VALVE,LUG,GEAR OPERATOR,CI BODY,NICKEL PLTD DI IRON DISC,150 WOG,EPDM LINER | 11500.96 | 416 | 1 | 697988139046 | 69798813904
BFV124 | 77 | ML322E A24 | ML322E | 24 | BUTTERFLY VALVE,LUG,GEAR OPERATOR,CI BODY,NICKEL PLTD DI IRON DISC,150 WOG,EPDM LINER | 19329.66 | 705 | 1 | 697988139053 | 69798813905
BFV124 | 77 | ML322E -30 | ML322E | 30 | BUTTERFLY VALVE,LUG,GEAR OPERATOR,CI BODY,NICKEL PLTD DI IRON DISC,150 WOG,EPDM LINER | 32753.34 | 1216 | 1 | 697988138889 | 69798813888
BFV124 | 77 | ML322E -36 | ML322E | 36 | BUTTERFLY VALVE,LUG,GEAR OPERATOR,CI BODY,NICKEL PLTD DI IRON DISC,150 WOG,EPDM LINER | 46363.6 | 1781 | 1 | 697988138896 | 69798813889
BFV124 | 77 | ML322E -42 | ML322E | 42 | BUTTERFLY VALVE,LUG,GEAR OPERATOR,CI BODY,NICKEL PLTD DI IRON DISC,150 WOG,EPDM LINER | 54898.31 | 1995 | 1 | 697988138902 | 69798813890
BFV124 | 77 | ML322E -48 | ML322E | 48 | BUTTERFLY VALVE,LUG,GEAR OPERATOR,CI BODY,NICKEL PLTD DI IRON DISC,150 WOG,EPDM LINER | 73699.5 | 3897 | 1 | 697988138919 | 69798813891
BFV124 | 70 | ML322E-A A U | ML322EA | 8 | BUTTERFLY VALVE,LUG,GEAR OPERATOR,CI BODY,NICKEL PLTD DI IRON DISC,200 WOG,EPDM LINER,EPOXY CTD BODY | 2912 | 49.15 | 1 | 697988693821 | 69798869382
BFV124 | 77 | ML322E-DA A14 | ML322EDA | 14 | BUTTERFLY VALVE,LUG,GEAR OPERATOR,CI BODY,NICKEL PLTD DI IRON DISC,150 WOG,EPDM LINER,DRY ASSEMBLED | 4884.6 | 175 | 1 | 697988694736 | 69798869473
BFV124 | 77 | ML322E-DA A16 | ML322EDA | 16 | BUTTERFLY VALVE,LUG,GEAR OPERATOR,CI BODY,NICKEL PLTD DI IRON DISC,150 WOG,EPDM LINER,DRY ASSEMBLED | 7238.01 | 232 | 1 | 697988694774 | 69798869477
BFV124 | 77 | ML322E-DA A20 | ML322EDA | 20 | BUTTERFLY VALVE,LUG,GEAR OPERATOR,CI BODY,NICKEL PLTD DI IRON DISC,150 WOG,EPDM LINER,DRY ASSEMBLED | 11500.96 | 416 | 1 | 697988694743 | 69798869474
BFV124 | 77 | ML322E-DA A24 | ML322EDA | 24 | BUTTERFLY VALVE,LUG,GEAR OPERATOR,CI BODY,NICKEL PLTD DI IRON DISC,150 WOG,EPDM LINER,DRY ASSEMBLED | 19329.66 | 705 | 1 | 697988694750 | 69798869475
BFV124 | 70 | ML322ES D J | ML322ES | 2 | BUTTERFLY VALVE,LUG,GEAR OPERATOR,CI BODY,SS DISC/STEM,200 WOG,EPDM LINER,DBL DEAD END | 1215.29 | 0 | 1 | 697988725799 | 69798872579
BFV124 | 70 | ML322ES D K | ML322ES | 2 1/2 | BUTTERFLY VALVE,LUG,GEAR OPERATOR,CI BODY,SS DISC/STEM,200 WOG,EPDM LINER,DBL DEAD END | 1215.29 | 0 | 1 | 697988725805 | 69798872580
BFV124 | 70 | ML322ES D L | ML322ES | 3 | BUTTERFLY VALVE,LUG,GEAR OPERATOR,CI BODY,SS DISC/STEM,200 WOG,EPDM LINER,DBL DEAD END | 1276.06 | 0 | 1 | 697988725812 | 69798872581
BFV124 | 70 | ML322ES D N | ML322ES | 4 | BUTTERFLY VALVE,LUG,GEAR OPERATOR,CI BODY,SS DISC/STEM,200 WOG,EPDM LINER,DBL DEAD END | 1467.67 | 0 | 1 | 697988725829 | 69798872582
BFV124 | 70 | ML322ES D R | ML322ES | 5 | BUTTERFLY VALVE,LUG,GEAR OPERATOR,CI BODY,SS DISC/STEM,200 WOG,EPDM LINER,DBL DEAD END | 1757.5 | 0 | 1 | 697988725836 | 69798872583
BFV124 | 70 | ML322ES D S | ML322ES | 6 | BUTTERFLY VALVE,LUG,GEAR OPERATOR,CI BODY,SS DISC/STEM,200 WOG,EPDM LINER,DBL DEAD END | 1981.98 | 0 | 1 | 697988725676 | 69798872567
BFV124 | 70 | ML322ES D U | ML322ES | 8 | BUTTERFLY VALVE,LUG,GEAR OPERATOR,CI BODY,SS DISC/STEM,200 WOG,EPDM LINER,DBL DEAD END | 2612.91 | 59.2 | 1 | 697988725843 | 69798872584
BFV124 | 70 | ML322ES D W | ML322ES | 10 | BUTTERFLY VALVE,LUG,GEAR OPERATOR,CI BODY,SS DISC/STEM,200 WOG,EPDM LINER,DBL DEAD END | 3473.01 | 0 | 1 | 697988725850 | 69798872585
BFV124 | 70 | ML322ES DWJ | ML322ES | 12 | BUTTERFLY VALVE,LUG,GEAR OPERATOR,CI BODY,SS DISC/STEM,200 WOG,EPDM LINER,DBL DEAD END | 4445.19 | 109 | 1 | 697988725867 | 69798872586
BFV124 | 70 | ML322V A J | ML322V | 2 | BUTTERFLY VALVE,LUG,GEAR OPERATOR,CI BODY,NICKEL PLTD DI IRON DISC,200 WOG,VITON LINER | 1692.02 | 12 | 1 | 697988139084 | 69798813908
BFV124 | 70 | ML322V A K | ML322V | 2 1/2 | BUTTERFLY VALVE,LUG,GEAR OPERATOR,CI BODY,NICKEL PLTD DI IRON DISC,200 WOG,VITON LINER | 1692.02 | 14.5 | 1 | 697988139091 | 69798813909
BFV124 | 70 | ML322V A L | ML322V | 3 | BUTTERFLY VALVE,LUG,GEAR OPERATOR,CI BODY,NICKEL PLTD DI IRON DISC,200 WOG,VITON LINER | 1743.4 | 17.4 | 1 | 697988139107 | 69798813910
BFV124 | 70 | ML322V A N | ML322V | 4 | BUTTERFLY VALVE,LUG,GEAR OPERATOR,CI BODY,NICKEL PLTD DI IRON DISC,200 WOG,VITON LINER | 2033.28 | 26.56 | 1 | 697988139114 | 69798813911
BFV124 | 70 | ML322V A R | ML322V | 5 | BUTTERFLY VALVE,LUG,GEAR OPERATOR,CI BODY,NICKEL PLTD DI IRON DISC,200 WOG,VITON LINER | 2626.94 | 27.5 | 1 | 697988139121 | 69798813912
BFV124 | 70 | ML322V A S | ML322V | 6 | BUTTERFLY VALVE,LUG,GEAR OPERATOR,CI BODY,NICKEL PLTD DI IRON DISC,200 WOG,VITON LINER | 2841.97 | 34.2 | 1 | 697988139138 | 69798813913
BFV124 | 70 | ML322V A U | ML322V | 8 | BUTTERFLY VALVE,LUG,GEAR OPERATOR,CI BODY,NICKEL PLTD DI IRON DISC,200 WOG,VITON LINER | 4169.44 | 58.86 | 1 | 697988139145 | 69798813914
BFV124 | 70 | ML322V A W | ML322V | 10 | BUTTERFLY VALVE,LUG,GEAR OPERATOR,CI BODY,NICKEL PLTD DI IRON DISC,200 WOG,VITON LINER | 5118.33 | 74.8 | 1 | 697988139152 | 69798813915
BFV124 | 70 | ML322V AWJ | ML322V | 12 | BUTTERFLY VALVE,LUG,GEAR OPERATOR,CI BODY,NICKEL PLTD DI IRON DISC,200 WOG,VITON LINER | 6352.34 | 113 | 1 | 697988139169 | 69798813916
BFV124 | 77 | ML322V A14 | ML322V | 14 | BUTTERFLY VALVE,LUG,GEAR OPERATOR,CI BODY,NICKEL PLTD DI IRON DISC,150 WOG,VITON LINER | 8881.05 | 190 | 1 | 697988401358 | 69798840135
BFV124 | 77 | ML322V A16 | ML322V | 16 | BUTTERFLY VALVE,LUG,GEAR OPERATOR,CI BODY,NICKEL PLTD DI IRON DISC,150 WOG,VITON LINER | 13006.31 | 232 | 1 | 697988550032 | 69798855003
BFV124 | 77 | ML322V A18 | ML322V | 18 | BUTTERFLY VALVE,LUG,GEAR OPERATOR,CI BODY,NICKEL PLTD DI IRON DISC,150 WOG,VITON LINER | 15772.75 | 329 | 1 | 697988551091 | 69798855109
BFV124 | 77 | ML322V A20 | ML322V | 20 | BUTTERFLY VALVE,LUG,GEAR OPERATOR,CI BODY,NICKEL PLTD DI IRON DISC,150 WOG,VITON LINER | 19325.21 | 416 | 1 | 697988395190 | 69798839519
BFV124 | 77 | ML322V A24 | ML322V | 24 | BUTTERFLY VALVE,LUG,GEAR OPERATOR,CI BODY,NICKEL PLTD DI IRON DISC,150 WOG,VITON LINER | 29911.42 | 650 | 1 | 697988540491 | 69798854049
BFV124 | 77 | ML322VS A14 | ML322VS | 14 | BUTTERFLY VALVE,LUG,GEAR OPERATOR,CI BODY,NICKEL PLTD DI IRON DISC,150 WOG,VITON LINER,316 SS STEM | 10231.86 | 190 | 1 | 697988506824 | 69798850682
BFV124 | 77 | ML322VS A20 | ML322VS | 20 | BUTTERFLY VALVE,LUG,GEAR OPERATOR,CI BODY,NICKEL PLTD DI IRON DISC,150 WOG,VITON LINER,316 SS STEM | 21718.43 | 416 | 1 | 697988602724 | 69798860272
BFV124 | 70 | ML323B D J | ML323B | 2 | BUTTERFLY VALVE,LUG,GEAR OPERATOR,CI BODY,ALMN/BRNZ DISC,200 WOG,BUNA LINER,DOUBLE DEAD END | 1168.55 | 27.8 | 1 | 697988623651 | 69798862365
BFV124 | 70 | ML323B D K | ML323B | 2 1/2 | BUTTERFLY VALVE,LUG,GEAR OPERATOR,CI BODY,ALMN/BRNZ DISC,200 WOG,BUNA LINER,DOUBLE DEAD END | 1168.55 | 15.1 | 1 | 697988623668 | 69798862366
BFV124 | 70 | ML323B D L | ML323B | 3 | BUTTERFLY VALVE,LUG,GEAR OPERATOR,CI BODY,ALMN/BRNZ DISC,200 WOG,BUNA LINER,DOUBLE DEAD END | 1215.3 | 18.934 | 1 | 697988623675 | 69798862367
BFV124 | 70 | ML323B D N | ML323B | 4 | BUTTERFLY VALVE,LUG,GEAR OPERATOR,CI BODY,ALMN/BRNZ DISC,200 WOG,BUNA LINER,DOUBLE DEAD END | 1435 | 24.68 | 1 | 697988623682 | 69798862368
BFV124 | 70 | ML323B D R | ML323B | 5 | BUTTERFLY VALVE,LUG,GEAR OPERATOR,CI BODY,ALMN/BRNZ DISC,200 WOG,BUNA LINER,DOUBLE DEAD END | 1822.98 | 25 | 1 | 697988623699 | 69798862369
BFV124 | 70 | ML323B D S | ML323B | 6 | BUTTERFLY VALVE,LUG,GEAR OPERATOR,CI BODY,ALMN/BRNZ DISC,200 WOG,BUNA LINER,DOUBLE DEAD END | 1963.16 | 34.34 | 1 | 697988623705 | 69798862370
BFV124 | 70 | ML323B D U | ML323B | 8 | BUTTERFLY VALVE,LUG,GEAR OPERATOR,CI BODY,ALMN/BRNZ DISC,200 WOG,BUNA LINER,DOUBLE DEAD END | 2720.42 | 57.98 | 1 | 697988623712 | 69798862371
BFV124 | 70 | ML323B D W | ML323B | 10 | BUTTERFLY VALVE,LUG,GEAR OPERATOR,CI BODY,ALMN/BRNZ DISC,200 WOG,BUNA LINER,DOUBLE DEAD END | 3351.44 | 80.9 | 1 | 697988623729 | 69798862372
BFV124 | 70 | ML323B DWJ | ML323B | 12 | BUTTERFLY VALVE,LUG,GEAR OPERATOR,CI BODY,ALMN/BRNZ DISC,200 WOG,BUNA LINER,DOUBLE DEAD END | 4613.52 | 103.05 | 1 | 697988623736 | 69798862373
BFV124 | 77 | ML323B A14 | ML323B | 14 | BUTTERFLY VALVE,LUG,GEAR OPERATOR,CI BODY,ALMN/BRNZ DISC,150 WOG,BUNA LINER | 6127.95 | 176 | 1 | 697988139350 | 69798813935
BFV124 | 77 | ML323B A16 | ML323B | 16 | BUTTERFLY VALVE,LUG,GEAR OPERATOR,CI BODY,ALMN/BRNZ DISC,150 WOG,BUNA LINER | 8969.89 | 237 | 1 | 697988139367 | 69798813936
BFV124 | 77 | ML323B A18 | ML323B | 18 | BUTTERFLY VALVE,LUG,GEAR OPERATOR,CI BODY,ALMN/BRNZ DISC,150 WOG,BUNA LINER | 11101.32 | 325 | 1 | 697988139374 | 69798813937
BFV124 | 77 | ML323B A20 | ML323B | 20 | BUTTERFLY VALVE,LUG,GEAR OPERATOR,CI BODY,ALMN/BRNZ DISC,150 WOG,BUNA LINER | 14120.9 | 416 | 1 | 697988139381 | 69798813938
BFV124 | 77 | ML323B A24 | ML323B | 24 | BUTTERFLY VALVE,LUG,GEAR OPERATOR,CI BODY,ALMN/BRNZ DISC,150 WOG,BUNA LINER | 25311.03 | 631 | 1 | 697988139398 | 69798813939
BFV124 | 77 | ML323B -30 | ML323B | 30 | BUTTERFLY VALVE,LUG,GEAR OPERATOR,CI BODY,ALMN/BRNZ DISC,150 WOG,BUNA LINER | 43259.66 | 1680 | 1 | 697988139220 | 69798813922
BFV124 | 77 | ML323B -36 | ML323B | 36 | BUTTERFLY VALVE,LUG,GEAR OPERATOR,CI BODY,ALMN/BRNZ DISC,150 WOG,BUNA LINER | 65560.04 | 2100 | 1 | 697988139237 | 69798813923
BFV124 | 70 | ML323B-A A L | ML323BA | 3 | BUTTERFLY VALVE,LUG,GEAR OPERATOR,CI BODY,ALMN/BRNZ DISC,200 WOG,BUNA LINER,EPOXY COATED BODY | 1547.15 | 15.72 | 1 | 697988373204 | 69798837320
BFV124 | 70 | ML323B-A A S | ML323BA | 6 | BUTTERFLY VALVE,LUG,GEAR OPERATOR,CI BODY,ALMN/BRNZ DISC,200 WOG,BUNA LINER,EPOXY COATED BODY | 2435.22 | 46 | 1 | 697988697300 | 69798869730
BFV124 | 70 | ML323B-A A U | ML323BA | 8 | BUTTERFLY VALVE,LUG,GEAR OPERATOR,CI BODY,ALMN/BRNZ DISC,200 WOG,BUNA LINER,EPOXY COATED BODY | 3243.86 | 46 | 1 | 697988696914 | 69798869691
BFV124 | 77 | ML323B-A A16 | ML323BA | 16 | BUTTERFLY VALVE,LUG,GEAR OPERATOR,CI BODY,ALMN/BRNZ DISC,150 WOG,BUNA LINER,EPOXY COATED BODY | 10030.2 | 237 | 1 | 697988696846 | 69798869684
BFV124 | 70 | ML323E D J | ML323E | 2 | BUTTERFLY VALVE,LUG,GEAR OPERATOR,CI BODY,ALMN/BRNZ DISC,200 WOG,EPDM LINER,DOUBLE DEAD END | 1168.55 | 14.28 | 1 | 697988623743 | 69798862374
BFV124 | 70 | ML323E D K | ML323E | 2 1/2 | BUTTERFLY VALVE,LUG,GEAR OPERATOR,CI BODY,ALMN/BRNZ DISC,200 WOG,EPDM LINER,DOUBLE DEAD END | 1168.55 | 19.38 | 1 | 697988623750 | 69798862375
BFV124 | 70 | ML323E D L | ML323E | 3 | BUTTERFLY VALVE,LUG,GEAR OPERATOR,CI BODY,ALMN/BRNZ DISC,200 WOG,EPDM LINER,DOUBLE DEAD END | 1215.3 | 19.74 | 1 | 697988623767 | 69798862376
BFV124 | 70 | ML323E D N | ML323E | 4 | BUTTERFLY VALVE,LUG,GEAR OPERATOR,CI BODY,ALMN/BRNZ DISC,200 WOG,EPDM LINER,DOUBLE DEAD END | 1435 | 23.96 | 1 | 697988623774 | 69798862377
BFV124 | 70 | ML323E D R | ML323E | 5 | BUTTERFLY VALVE,LUG,GEAR OPERATOR,CI BODY,ALMN/BRNZ DISC,200 WOG,EPDM LINER,DOUBLE DEAD END | 1822.98 | 27.08 | 1 | 697988623781 | 69798862378
BFV124 | 70 | ML323E D S | ML323E | 6 | BUTTERFLY VALVE,LUG,GEAR OPERATOR,CI BODY,ALMN/BRNZ DISC,200 WOG,EPDM LINER,DOUBLE DEAD END | 1963.16 | 33.88 | 1 | 697988623798 | 69798862379
BFV124 | 70 | ML323E D U | ML323E | 8 | BUTTERFLY VALVE,LUG,GEAR OPERATOR,CI BODY,ALMN/BRNZ DISC,200 WOG,EPDM LINER,DOUBLE DEAD END | 2720.42 | 55.42 | 1 | 697988623804 | 69798862380
BFV124 | 70 | ML323E D W | ML323E | 10 | BUTTERFLY VALVE,LUG,GEAR OPERATOR,CI BODY,ALMN/BRNZ DISC,200 WOG,EPDM LINER,DOUBLE DEAD END | 3351.44 | 79.87 | 1 | 697988623811 | 69798862381
BFV124 | 70 | ML323E DWJ | ML323E | 12 | BUTTERFLY VALVE,LUG,GEAR OPERATOR,CI BODY,ALMN/BRNZ DISC,200 WOG,EPDM LINER,DOUBLE DEAD END | 4613.52 | 104.976 | 1 | 697988623828 | 69798862382
BFV124 | 77 | ML323E A14 | ML323E | 14 | BUTTERFLY VALVE,LUG,GEAR OPERATOR,CI BODY,ALMN/BRNZ DISC,150 WOG,EPDM LINER | 6127.95 | 177 | 1 | 697988139619 | 69798813961
BFV124 | 77 | ML323E A16 | ML323E | 16 | BUTTERFLY VALVE,LUG,GEAR OPERATOR,CI BODY,ALMN/BRNZ DISC,150 WOG,EPDM LINER | 8969.89 | 237 | 1 | 697988139626 | 69798813962
BFV124 | 77 | ML323E A18 | ML323E | 18 | BUTTERFLY VALVE,LUG,GEAR OPERATOR,CI BODY,ALMN/BRNZ DISC,150 WOG,EPDM LINER | 11101.32 | 334 | 1 | 697988139633 | 69798813963
BFV124 | 77 | ML323E A20 | ML323E | 20 | BUTTERFLY VALVE,LUG,GEAR OPERATOR,CI BODY,ALMN/BRNZ DISC,150 WOG,EPDM LINER | 14120.9 | 412 | 1 | 697988139640 | 69798813964
BFV124 | 77 | ML323E A24 | ML323E | 24 | BUTTERFLY VALVE,LUG,GEAR OPERATOR,CI BODY,ALMN/BRNZ DISC,150 WOG,EPDM LINER | 25311.03 | 683 | 1 | 697988139657 | 69798813965
BFV124 | 77 | ML323E -30 | ML323E | 30 | BUTTERFLY VALVE,LUG,GEAR OPERATOR,CI BODY,ALMN/BRNZ DISC,150 WOG,EPDM LINER | 43259.66 | 1385.5 | 1 | 697988139480 | 69798813948
BFV124 | 77 | ML323E -36 | ML323E | 36 | BUTTERFLY VALVE,LUG,GEAR OPERATOR,CI BODY,ALMN/BRNZ DISC,150 WOG,EPDM LINER | 65560.04 | 2100 | 1 | 697988139497 | 69798813949
BFV124 | 77 | ML323E -42 | ML323E | 42 | BUTTERFLY VALVE,LUG,GEAR OPERATOR,CI BODY,ALMN/BRNZ DISC,150 WOG,EPDM LINER | 91443.84 | 2500 | 1 | 697988139503 | 69798813950
BFV124 | 77 | ML323E -48 | ML323E | 48 | BUTTERFLY VALVE,LUG,GEAR OPERATOR,CI BODY,ALMN/BRNZ DISC,150 WOG,EPDM LINER | 122234.52 | 3897 | 1 | 697988139510 | 69798813951
BFV124 | 70 | ML323E-A A L | ML323EA | 3 | BUTTERFLY VALVE,LUG,GEAR OPERATOR,CI BODY,ALMN/BRNZ DISC,200 WOG,EPDM LINER,EPOXY COATED BODY | 1547.15 | 17.58 | 1 | 697988501119 | 69798850111
BFV124 | 70 | ML323E-A A N | ML323EA | 4 | BUTTERFLY VALVE,LUG,GEAR OPERATOR,CI BODY,ALMN/BRNZ DISC,200 WOG,EPDM LINER,EPOXY COATED BODY | 1790.17 | 26.1 | 1 | 697988592551 | 69798859255
BFV124 | 70 | ML323E-A A S | ML323EA | 6 | BUTTERFLY VALVE,LUG,GEAR OPERATOR,CI BODY,ALMN/BRNZ DISC,200 WOG,EPDM LINER,EPOXY COATED BODY | 2435.22 | 33.86 | 1 | 697988539921 | 69798853992
BFV124 | 70 | ML323E-A A U | ML323EA | 8 | BUTTERFLY VALVE,LUG,GEAR OPERATOR,CI BODY,ALMN/BRNZ DISC,200 WOG,EPDM LINER,EPOXY COATED BODY | 3243.86 | 46 | 1 | 697988378476 | 69798837847
BFV124 | 70 | ML323E-A A W | ML323EA | 10 | BUTTERFLY VALVE,LUG,GEAR OPERATOR,CI BODY,ALMN/BRNZ DISC,200 WOG,EPDM LINER,EPOXY COATED BODY | 3987.11 | 82.26 | 1 | 697988378483 | 69798837848
BFV124 | 70 | ML323E-A AWJ | ML323EA | 12 | BUTTERFLY VALVE,LUG,GEAR OPERATOR,CI BODY,ALMN/BRNZ DISC,200 WOG,EPDM LINER,EPOXY COATED BODY | 5487.56 | 107.218 | 1 | 697988589018 | 69798858901
BFV124 | 77 | ML323E-A A14 | ML323EA | 14 | BUTTERFLY VALVE,LUG,GEAR OPERATOR,CI BODY,ALMN/BRNZ DISC,150 WOG,EPDM LINER,EPOXY COATED BODY | 7188.27 | 190 | 1 | 697988714908 | 69798871490
BFV124 | 77 | ML323E-A A16 | ML323EA | 16 | BUTTERFLY VALVE,LUG,GEAR OPERATOR,CI BODY,ALMN/BRNZ DISC,150 WOG,EPDM LINER,EPOXY COATED BODY | 10030.2 | 237 | 1 | 697988594432 | 69798859443
BFV124 | 70 | ML323ES D J | ML323ES | 2 | BUTTERFLY VALVE,LUG,GEAR OP,CI BODY,ALMN/BRNZ DISC,200 WOG,EPDM LINER,316 STEM W/AB OR NP DISC,DDE | 1257.36 | 12 | 1 | 697988714526 | 69798871452
BFV124 | 70 | ML323ES D K | ML323ES | 2 1/2 | BUTTERFLY VALVE,LUG,GEAR OP,CI BODY,ALMN/BRNZ DISC,200 WOG,EPDM LINER,316 STEM W/AB OR NP DISC,DDE | 1257.36 | 14.5 | 1 | 697988714533 | 69798871453
BFV124 | 70 | ML323ES D L | ML323ES | 3 | BUTTERFLY VALVE,LUG,GEAR OP,CI BODY,ALMN/BRNZ DISC,200 WOG,EPDM LINER,316 STEM W/AB OR NP DISC,DDE | 1313.48 | 15 | 1 | 697988714540 | 69798871454
BFV124 | 70 | ML323ES D N | ML323ES | 4 | BUTTERFLY VALVE,LUG,GEAR OP,CI BODY,ALMN/BRNZ DISC,200 WOG,EPDM LINER,316 STEM W/AB OR NP DISC,DDE | 1551.83 | 22 | 1 | 697988714557 | 69798871455
BFV124 | 70 | ML323ES D R | ML323ES | 5 | BUTTERFLY VALVE,LUG,GEAR OP,CI BODY,ALMN/BRNZ DISC,200 WOG,EPDM LINER,316 STEM W/AB OR NP DISC,DDE | 1949.19 | 26.12 | 1 | 697988714564 | 69798871456
BFV124 | 70 | ML323ES D S | ML323ES | 6 | BUTTERFLY VALVE,LUG,GEAR OP,CI BODY,ALMN/BRNZ DISC,200 WOG,EPDM LINER,316 STEM W/AB OR NP DISC,DDE | 2122.1 | 30 | 1 | 697988714571 | 69798871457
BFV124 | 71 | ML323ES D U | ML323ES | 8 | BUTTERFLY VALVE,LUG,GEAR OP,CI BODY,ALMN/BRNZ DISC,200 WOG,EPDM LINER,316 STEM W/AB OR NP DISC,DDE | 2944.78 | 46 | 1 | 697988714588 | 69798871458
BFV124 | 70 | ML323ES D W | ML323ES | 10 | BUTTERFLY VALVE,LUG,GEAR OP,CI BODY,ALMN/BRNZ DISC,200 WOG,EPDM LINER,316 STEM W/AB OR NP DISC,DDE | 3781.49 | 78 | 1 | 697988714595 | 69798871459
BFV124 | 70 | ML323ES DWJ | ML323ES | 12 | BUTTERFLY VALVE,LUG,GEAR OP,CI BODY,ALMN/BRNZ DISC,200 WOG,EPDM LINER,316 STEM W/AB OR NP DISC,DDE | 5286.59 | 113 | 1 | 697988714601 | 69798871460
BFV124 | 77 | ML323ES A14 | ML323ES | 14 | BUTTERFLY VALVE,LUG,GEAR OPERATOR,CI BODY,ALMN/BRNZ DISC,150 WOG,EPDM LINER,316 STEM W/AB OR NP DISC | 7478.78 | 190 | 1 | 697988139800 | 69798813980
BFV124 | 77 | ML323ES A16 | ML323ES | 16 | BUTTERFLY VALVE,LUG,GEAR OPERATOR,CI BODY,ALMN/BRNZ DISC,150 WOG,EPDM LINER,316 STEM W/AB OR NP DISC | 10460.96 | 252 | 1 | 697988139817 | 69798813981
BFV124 | 77 | ML323ES A20 | ML323ES | 20 | BUTTERFLY VALVE,LUG,GEAR OPERATOR,CI BODY,ALMN/BRNZ DISC,150 WOG,EPDM LINER,316 STEM W/AB OR NP DISC | 16514.1 | 416 | 1 | 697988568594 | 69798856859
BFV124 | 77 | ML323ES A24 | ML323ES | 24 | BUTTERFLY VALVE,LUG,GEAR OPERATOR,CI BODY,ALMN/BRNZ DISC,150 WOG,EPDM LINER,316 STEM W/AB OR NP DISC | 29078.45 | 650 | 1 | 697988398863 | 69798839886
BFV124 | 70 | ML323V A J | ML323V | 2 | BUTTERFLY VALVE,LUG,GEAR OPERATOR,CI BODY,ALMN/BRNZ DISC,200 WOG,VITON LINER | 1734.11 | 12 | 1 | 697988344273 | 69798834427
BFV124 | 70 | ML323V A K | ML323V | 2 1/2 | BUTTERFLY VALVE,LUG,GEAR OPERATOR,CI BODY,ALMN/BRNZ DISC,200 WOG,VITON LINER | 1734.11 | 14.5 | 1 | 697988344280 | 69798834428
BFV124 | 70 | ML323V A L | ML323V | 3 | BUTTERFLY VALVE,LUG,GEAR OPERATOR,CI BODY,ALMN/BRNZ DISC,200 WOG,VITON LINER | 1780.83 | 19.38 | 1 | 697988344297 | 69798834429
BFV124 | 70 | ML323V A N | ML323V | 4 | BUTTERFLY VALVE,LUG,GEAR OPERATOR,CI BODY,ALMN/BRNZ DISC,200 WOG,VITON LINER | 2117.44 | 22 | 1 | 697988139862 | 69798813986
BFV124 | 70 | ML323V A R | ML323V | 5 | BUTTERFLY VALVE,LUG,GEAR OPERATOR,CI BODY,ALMN/BRNZ DISC,200 WOG,VITON LINER | 2818.68 | 25 | 1 | 697988139879 | 69798813987
BFV124 | 70 | ML323V A S | ML323V | 6 | BUTTERFLY VALVE,LUG,GEAR OPERATOR,CI BODY,ALMN/BRNZ DISC,200 WOG,VITON LINER | 2982.15 | 33.084 | 1 | 697988344303 | 69798834430
BFV124 | 70 | ML323V A U | ML323V | 8 | BUTTERFLY VALVE,LUG,GEAR OPERATOR,CI BODY,ALMN/BRNZ DISC,200 WOG,VITON LINER | 4501.35 | 57.28 | 1 | 697988139886 | 69798813988
BFV124 | 70 | ML323V A W | ML323V | 10 | BUTTERFLY VALVE,LUG,GEAR OPERATOR,CI BODY,ALMN/BRNZ DISC,200 WOG,VITON LINER | 5426.83 | 78 | 1 | 697988139893 | 69798813989
BFV124 | 70 | ML323V AWJ | ML323V | 12 | BUTTERFLY VALVE,LUG,GEAR OPERATOR,CI BODY,ALMN/BRNZ DISC,200 WOG,VITON LINER | 7193.75 | 113 | 1 | 697988139909 | 69798813990
BFV124 | 77 | ML323V A14 | ML323V | 14 | BUTTERFLY VALVE,LUG,GEAR OPERATOR,CI BODY,ALMN/BRNZ DISC,150 WOG,VITON LINER | 10124.43 | 164 | 1 | 697988326743 | 69798832674
BFV124 | 77 | ML323V A16 | ML323V | 16 | BUTTERFLY VALVE,LUG,GEAR OPERATOR,CI BODY,ALMN/BRNZ DISC,150 WOG,VITON LINER | 14738.13 | 252 | 1 | 697988326750 | 69798832675
BFV124 | 77 | ML323V A18 | ML323V | 18 | BUTTERFLY VALVE,LUG,GEAR OPERATOR,CI BODY,ALMN/BRNZ DISC,150 WOG,VITON LINER | 17770.94 | 325 | 1 | 697988326767 | 69798832676
BFV124 | 77 | ML323V A20 | ML323V | 20 | BUTTERFLY VALVE,LUG,GEAR OPERATOR,CI BODY,ALMN/BRNZ DISC,150 WOG,VITON LINER | 21945.15 | 416 | 1 | 697988326774 | 69798832677
BFV124 | 77 | ML323V A24 | ML323V | 24 | BUTTERFLY VALVE,LUG,GEAR OPERATOR,CI BODY,ALMN/BRNZ DISC,150 WOG,VITON LINER | 35892.78 | 610 | 1 | 697988326781 | 69798832678
BFV124 | 77 | ML323VS A16 | ML323VS | 16 | BUTTERFLY VALVE,LUG,GEAR OPERATOR,CI BODY,ALMN/BRNZ DISC,150 WOG,VITON LINER,316 STEM W/AB OR NP DIS | 16229.21 | 252 | 1 | 697988506343 | 69798850634
BFV124 | 70 | ML324B D J | ML324B | 2 | BUTTERFLY VALVE,LUG,GEAR OPERATOR,CI BODY,316 SS DISC,200 WOG,BUNA LINER,DOUBLE DEAD END | 1346.19 | 12 | 1 | 697988623835 | 69798862383
BFV124 | 70 | ML324B D K | ML324B | 2 1/2 | BUTTERFLY VALVE,LUG,GEAR OPERATOR,CI BODY,316 SS DISC,200 WOG,BUNA LINER,DOUBLE DEAD END | 1346.19 | 14.5 | 1 | 697988623842 | 69798862384
BFV124 | 70 | ML324B D L | ML324B | 3 | BUTTERFLY VALVE,LUG,GEAR OPERATOR,CI BODY,316 SS DISC,200 WOG,BUNA LINER,DOUBLE DEAD END | 1505.1 | 15.81 | 1 | 697988623859 | 69798862385
BFV124 | 70 | ML324B D N | ML324B | 4 | BUTTERFLY VALVE,LUG,GEAR OPERATOR,CI BODY,316 SS DISC,200 WOG,BUNA LINER,DOUBLE DEAD END | 1766.89 | 21.94 | 1 | 697988623866 | 69798862386
BFV124 | 70 | ML324B D R | ML324B | 5 | BUTTERFLY VALVE,LUG,GEAR OPERATOR,CI BODY,316 SS DISC,200 WOG,BUNA LINER,DOUBLE DEAD END | 2206.29 | 24.8 | 1 | 697988623873 | 69798862387
BFV124 | 70 | ML324B D S | ML324B | 6 | BUTTERFLY VALVE,LUG,GEAR OPERATOR,CI BODY,316 SS DISC,200 WOG,BUNA LINER,DOUBLE DEAD END | 2369.85 | 34.58 | 1 | 697988623880 | 69798862388
BFV124 | 70 | ML324B D U | ML324B | 8 | BUTTERFLY VALVE,LUG,GEAR OPERATOR,CI BODY,316 SS DISC,200 WOG,BUNA LINER,DOUBLE DEAD END | 3496.39 | 57.64 | 1 | 697988623897 | 69798862389
BFV124 | 70 | ML324B D W | ML324B | 10 | BUTTERFLY VALVE,LUG,GEAR OPERATOR,CI BODY,316 SS DISC,200 WOG,BUNA LINER,DOUBLE DEAD END | 5216.46 | 83.82 | 1 | 697988623903 | 69798862390
BFV124 | 70 | ML324B DWJ | ML324B | 12 | BUTTERFLY VALVE,LUG,GEAR OPERATOR,CI BODY,316 SS DISC,200 WOG,BUNA LINER,DOUBLE DEAD END | 6801.01 | 109.74 | 1 | 697988623910 | 69798862391
BFV124 | 77 | ML324B A14 | ML324B | 14 | BUTTERFLY VALVE,LUG,GEAR OPERATOR,CI BODY,316 SS DISC,150 WOG,BUNA LINER | 7104.85 | 190 | 1 | 697988140073 | 69798814007
BFV124 | 77 | ML324B A16 | ML324B | 16 | BUTTERFLY VALVE,LUG,GEAR OPERATOR,CI BODY,316 SS DISC,150 WOG,BUNA LINER | 10213.2 | 245 | 1 | 697988140080 | 69798814008
BFV124 | 77 | ML324B A18 | ML324B | 18 | BUTTERFLY VALVE,LUG,GEAR OPERATOR,CI BODY,316 SS DISC,150 WOG,BUNA LINER | 13188.36 | 325 | 1 | 697988140097 | 69798814009
BFV124 | 77 | ML324B A20 | ML324B | 20 | BUTTERFLY VALVE,LUG,GEAR OPERATOR,CI BODY,316 SS DISC,150 WOG,BUNA LINER | 18872.25 | 422 | 1 | 697988140103 | 69798814010
BFV124 | 77 | ML324B A24 | ML324B | 24 | BUTTERFLY VALVE,LUG,GEAR OPERATOR,CI BODY,316 SS DISC,150 WOG,BUNA LINER | 29085.47 | 650 | 1 | 697988140110 | 69798814011
BFV124 | 77 | ML324B -30 | ML324B | 30 | BUTTERFLY VALVE,LUG,GEAR OPERATOR,CI BODY,316 SS DISC,150 WOG,BUNA LINER | 51758.84 | 1680 | 1 | 697988139954 | 69798813995
BFV124 | 77 | ML324B -36 | ML324B | 36 | BUTTERFLY VALVE,LUG,GEAR OPERATOR,CI BODY,316 SS DISC,150 WOG,BUNA LINER | 78437.49 | 1495 | 1 | 697988139961 | 69798813996
BFV124 | 77 | ML324B -42 | ML324B | 42 | BUTTERFLY VALVE,LUG,GEAR OPERATOR,CI BODY,316 SS DISC,150 WOG,BUNA LINER | 100302.71 | 1995 | 1 | 697988139978 | 69798813997
BFV124 | 77 | ML324B-A A20 | ML324BA | 20 | BUTTERFLY VALVE,LUG,GEAR OPERATOR,CI BODY,316 SS DISC,150 WOG,BUNA LINER,EPOXY COATED BODY | 19932.59 | 416 | 1 | 697988579194 | 69798857919
BFV124 | 70 | ML324B-DA DWJ | ML324B | 12 | BUTTERFLY VALVE,LUG,GEAR OPERATOR,CI BODY,316 SS DISC,200 WOG,BUNA LINER,DOUBLE DEAD END,DRY ASSMBLD | 6801.01 | 0 | 0 | 697988770621 | 69798877062
BFV124 | 77 | ML324B-DA A14 | ML324BDA | 14 | BUTTERFLY VALVE,LUG,GEAR OPERATOR,CI BODY,316 SS DISC,150 WOG,BUNA LINER,ASSEMBLED DRY | 7104.85 | 190 | 1 | 697988536838 | 69798853683
BFV124 | 77 | ML324B-DA A16 | ML324BDA | 16 | BUTTERFLY VALVE,LUG,GEAR OPERATOR,CI BODY,316 SS DISC,150 WOG,BUNA LINER,ASSEMBLED DRY | 10213.23 | 252 | 1 | 697988536845 | 69798853684
BFV124 | 77 | ML324B-DA A18 | ML324BDA | 18 | BUTTERFLY VALVE,LUG,GEAR OPERATOR,CI BODY,316 SS DISC,150 WOG,BUNA LINER,ASSEMBLED DRY | 13188.38 | 325 | 1 | 697988536852 | 69798853685
BFV124 | 77 | ML324B-DA A24 | ML324BDA | 24 | BUTTERFLY VALVE,LUG,GEAR OPERATOR,CI BODY,316 SS DISC,150 WOG,BUNA LINER,ASSEMBLED DRY | 29085.49 | 650 | 1 | 697988536876 | 69798853687
BFV124 | 70 | ML324E D J | ML324E | 2 | BUTTERFLY VALVE,LUG,GEAR OPERATOR,CI BODY,316 SS DISC,200 WOG,EPDM LINER,DOUBLE DEAD END | 1346.19 | 14.36 | 1 | 697988623927 | 69798862392
BFV124 | 70 | ML324E D K | ML324E | 2 1/2 | BUTTERFLY VALVE,LUG,GEAR OPERATOR,CI BODY,316 SS DISC,200 WOG,EPDM LINER,DOUBLE DEAD END | 1346.19 | 18.64 | 1 | 697988623934 | 69798862393
BFV124 | 70 | ML324E D L | ML324E | 3 | BUTTERFLY VALVE,LUG,GEAR OPERATOR,CI BODY,316 SS DISC,200 WOG,EPDM LINER,DOUBLE DEAD END | 1505.1 | 20.02 | 1 | 697988623941 | 69798862394
BFV124 | 70 | ML324E D N | ML324E | 4 | BUTTERFLY VALVE,LUG,GEAR OPERATOR,CI BODY,316 SS DISC,200 WOG,EPDM LINER,DOUBLE DEAD END | 1766.89 | 26.56 | 1 | 697988623958 | 69798862395
BFV124 | 70 | ML324E D R | ML324E | 5 | BUTTERFLY VALVE,LUG,GEAR OPERATOR,CI BODY,316 SS DISC,200 WOG,EPDM LINER,DOUBLE DEAD END | 2206.29 | 24.83 | 1 | 697988623965 | 69798862396
BFV124 | 70 | ML324E D S | ML324E | 6 | BUTTERFLY VALVE,LUG,GEAR OPERATOR,CI BODY,316 SS DISC,200 WOG,EPDM LINER,DOUBLE DEAD END | 2369.85 | 34.6 | 1 | 697988623972 | 69798862397
BFV124 | 70 | ML324E D U | ML324E | 8 | BUTTERFLY VALVE,LUG,GEAR OPERATOR,CI BODY,316 SS DISC,200 WOG,EPDM LINER,DOUBLE DEAD END | 3496.39 | 59.26 | 1 | 697988623989 | 69798862398
BFV124 | 70 | ML324E D W | ML324E | 10 | BUTTERFLY VALVE,LUG,GEAR OPERATOR,CI BODY,316 SS DISC,200 WOG,EPDM LINER,DOUBLE DEAD END | 5216.46 | 83.14 | 1 | 697988623996 | 69798862399
BFV124 | 70 | ML324E DWJ | ML324E | 12 | BUTTERFLY VALVE,LUG,GEAR OPERATOR,CI BODY,316 SS DISC,200 WOG,EPDM LINER,DOUBLE DEAD END | 6801.01 | 112.64 | 1 | 697988624009 | 69798862400
BFV124 | 77 | ML324E A14 | ML324E | 14 | BUTTERFLY VALVE,LUG,GEAR OPERATOR,CI BODY,316 SS DISC,150 WOG,EPDM LINER | 7104.85 | 174 | 1 | 697988140271 | 69798814027
BFV124 | 77 | ML324E A16 | ML324E | 16 | BUTTERFLY VALVE,LUG,GEAR OPERATOR,CI BODY,316 SS DISC,150 WOG,EPDM LINER | 10213.2 | 246 | 1 | 697988140288 | 69798814028
BFV124 | 77 | ML324E A18 | ML324E | 18 | BUTTERFLY VALVE,LUG,GEAR OPERATOR,CI BODY,316 SS DISC,150 WOG,EPDM LINER | 13188.36 | 333 | 1 | 697988140295 | 69798814029
BFV124 | 77 | ML324E A20 | ML324E | 20 | BUTTERFLY VALVE,LUG,GEAR OPERATOR,CI BODY,316 SS DISC,150 WOG,EPDM LINER | 18872.25 | 416 | 1 | 697988140301 | 69798814030
BFV124 | 77 | ML324E A24 | ML324E | 24 | BUTTERFLY VALVE,LUG,GEAR OPERATOR,CI BODY,316 SS DISC,150 WOG,EPDM LINER | 29085.47 | 622 | 1 | 697988140318 | 69798814031
BFV124 | 77 | ML324E -30 | ML324E | 30 | BUTTERFLY VALVE,LUG,GEAR OPERATOR,CI BODY,316 SS DISC,150 WOG,EPDM LINER | 51758.84 | 1680 | 1 | 697988140141 | 69798814014
BFV124 | 77 | ML324E -36 | ML324E | 36 | BUTTERFLY VALVE,LUG,GEAR OPERATOR,CI BODY,316 SS DISC,150 WOG,EPDM LINER | 78437.49 | 2100 | 1 | 697988140158 | 69798814015
BFV124 | 70 | ML324E-A A J | ML324EA | 2 | BUTTERFLY VALVE,LUG,GEAR OPERATOR,CI BODY,316 SS DISC,200 WOG,EPDM LINER,EPOXY COATED BODY | 1612.61 | 12 | 1 | 697988594326 | 69798859432
BFV124 | 70 | ML324E-A A L | ML324EA | 3 | BUTTERFLY VALVE,LUG,GEAR OPERATOR,CI BODY,316 SS DISC,200 WOG,EPDM LINER,EPOXY COATED BODY | 1836.98 | 15 | 1 | 697988594333 | 69798859433
BFV124 | 70 | ML324E-A A N | ML324EA | 4 | BUTTERFLY VALVE,LUG,GEAR OPERATOR,CI BODY,316 SS DISC,200 WOG,EPDM LINER,EPOXY COATED BODY | 2122.08 | 15 | 1 | 697988701335 | 69798870133
BFV124 | 70 | ML324E-A A S | ML324EA | 6 | BUTTERFLY VALVE,LUG,GEAR OPERATOR,CI BODY,316 SS DISC,200 WOG,EPDM LINER,EPOXY COATED BODY | 2841.94 | 33.08 | 1 | 697988644915 | 69798864491
BFV124 | 70 | ML324E-A A U | ML324EA | 8 | BUTTERFLY VALVE,LUG,GEAR OPERATOR,CI BODY,316 SS DISC,200 WOG,EPDM LINER,EPOXY COATED BODY | 4019.83 | 56.264 | 1 | 697988140325 | 69798814032
BFV124 | 70 | ML324E-A A W | ML324EA | 10 | BUTTERFLY VALVE,LUG,GEAR OPERATOR,CI BODY,316 SS DISC,200 WOG,EPDM LINER,EPOXY COATED BODY | 5852.15 | 81.712 | 1 | 697988140332 | 69798814033
BFV124 | 70 | ML324E-A AWJ | ML324EA | 12 | BUTTERFLY VALVE,LUG,GEAR OPERATOR,CI BODY,316 SS DISC,200 WOG,EPDM LINER,EPOXY COATED BODY | 7675.06 | 111.3 | 1 | 697988140349 | 69798814034
BFV124 | 77 | ML324E-A A14 | ML324EA | 14 | BUTTERFLY VALVE,LUG,GEAR OPERATOR,CI BODY,316 SS DISC,150 WOG,EPDM LINER,EPOXY COATED BODY | 8165.19 | 167 | 1 | 697988550599 | 69798855059
BFV124 | 77 | ML324E-A A16 | ML324EA | 16 | BUTTERFLY VALVE,LUG,GEAR OPERATOR,CI BODY,316 SS DISC,150 WOG,EPDM LINER,EPOXY COATED BODY | 11273.57 | 246 | 1 | 697988694194 | 69798869419
BFV124 | 77 | ML324E-A A18 | ML324EA | 18 | BUTTERFLY VALVE,LUG,GEAR OPERATOR,CI BODY,316 SS DISC,150 WOG,EPDM LINER,EPOXY COATED BODY | 14248.7 | 325 | 1 | 697988140356 | 69798814035
BFV124 | 77 | ML324E-A A20 | ML324EA | 20 | BUTTERFLY VALVE,LUG,GEAR OPERATOR,CI BODY,316 SS DISC,150 WOG,EPDM LINER,EPOXY COATED BODY | 19932.59 | 416 | 1 | 697988140363 | 69798814036
BFV124 | 70 | ML324H A S | ML324H | 6 | BUTTERFLY VALVE,LUG,GEAR OPERATOR,CI BODY,316 SS DISC,200 WOG,HYPALON LINER | 2650.27 | 32.75 | 1 | 697988140387 | 69798814038
BFV124 | 70 | ML324H-A AWJ | ML324HA | 12 | BUTTERFLY VALVE,LUG,GEAR OPERATOR,CI BODY,316 SS DISC,200 WOG,HYPALON LINER,EPOXY COATED BODY | 8684.7 | 113 | 1 | 697988540071 | 69798854007
BFV124 | 70 | ML324NB A L | ML324NB | 3 | BUTTERFLY VALVE,LUG,GEAR OPERATOR,CI BODY,316 SS DISC,200 WOG,BLACK NEOPRENE LINER | 1715.47 | 15 | 1 | 697988140448 | 69798814044
BFV124 | 70 | ML324T A J | ML324T | 2 | BUTTERFLY VALVE,LUG,GEAR OPERATOR,CI BODY,316 SS DISC,200 WOG,TEFLON LINER | 2893.4 | 13.49 | 1 | 697988140608 | 69798814060
BFV124 | 70 | ML324T A K | ML324T | 2 1/2 | BUTTERFLY VALVE,LUG,GEAR OPERATOR,CI BODY,316 SS DISC,200 WOG,TEFLON LINER | 3117.77 | 14.5 | 1 | 697988140615 | 69798814061
BFV124 | 70 | ML324T A L | ML324T | 3 | BUTTERFLY VALVE,LUG,GEAR OPERATOR,CI BODY,316 SS DISC,200 WOG,TEFLON LINER | 3332.73 | 16.9 | 1 | 697988140622 | 69798814062
BFV124 | 70 | ML324T A N | ML324T | 4 | BUTTERFLY VALVE,LUG,GEAR OPERATOR,CI BODY,316 SS DISC,200 WOG,TEFLON LINER | 3879.64 | 22 | 1 | 697988140639 | 69798814063
BFV124 | 70 | ML324T A S | ML324T | 6 | BUTTERFLY VALVE,LUG,GEAR OPERATOR,CI BODY,316 SS DISC,200 WOG,TEFLON LINER | 5179.07 | 29.64 | 1 | 697988140646 | 69798814064
BFV124 | 70 | ML324T A U | ML324T | 8 | BUTTERFLY VALVE,LUG,GEAR OPERATOR,CI BODY,316 SS DISC,200 WOG,TEFLON LINER | 7633.08 | 57.964 | 1 | 697988140653 | 69798814065
BFV124 | 70 | ML324T A W | ML324T | 10 | BUTTERFLY VALVE,LUG,GEAR OPERATOR,CI BODY,316 SS DISC,200 WOG,TEFLON LINER | 10030.93 | 85.48 | 1 | 697988140660 | 69798814066
BFV124 | 70 | ML324T AWJ | ML324T | 12 | BUTTERFLY VALVE,LUG,GEAR OPERATOR,CI BODY,316 SS DISC,200 WOG,TEFLON LINER | 13134.64 | 114 | 1 | 697988140677 | 69798814067
BFV124 | 70 | ML324T-A A L | ML324T | 3 | BUTTERFLY VALVE,LUG,GEAR OPERATOR,CI BODY,316 SS DISC,200 WOG TEFLON LINER,EPOXY COATED | 3665.53 | 0 | 1 | 697988758537 | 69798875853
BFV124 | 70 | ML324V A L | ML324V | 3 | BUTTERFLY VALVE,LUG,GEAR OPERATOR,CI BODY,316 SS DISC,200 WOG,VITON LINER | 2070.63 | 15.81 | 1 | 697988397330 | 69798839733
BFV124 | 70 | ML324V A N | ML324V | 4 | BUTTERFLY VALVE,LUG,GEAR OPERATOR,CI BODY,316 SS DISC,200 WOG,VITON LINER | 2449.35 | 22 | 1 | 697988140691 | 69798814069
BFV124 | 70 | ML324V A R | ML324V | 5 | BUTTERFLY VALVE,LUG,GEAR OPERATOR,CI BODY,316 SS DISC,200 WOG,VITON LINER | 3201.93 | 25 | 1 | 697988397354 | 69798839735
BFV124 | 70 | ML324V A S | ML324V | 6 | BUTTERFLY VALVE,LUG,GEAR OPERATOR,CI BODY,316 SS DISC,200 WOG,VITON LINER | 3388.83 | 30 | 1 | 697988140707 | 69798814070
BFV124 | 70 | ML324V A U | ML324V | 8 | BUTTERFLY VALVE,LUG,GEAR OPERATOR,CI BODY,316 SS DISC,200 WOG,VITON LINER | 5277.29 | 60.42 | 1 | 697988140714 | 69798814071
BFV124 | 70 | ML324V A W | ML324V | 10 | BUTTERFLY VALVE,LUG,GEAR OPERATOR,CI BODY,316 SS DISC,200 WOG,VITON LINER | 7291.85 | 76.1 | 1 | 697988140721 | 69798814072
BFV124 | 70 | ML324V AWJ | ML324V | 12 | BUTTERFLY VALVE,LUG,GEAR OPERATOR,CI BODY,316 SS DISC,200 WOG,VITON LINER | 9381.22 | 104.75 | 1 | 697988140738 | 69798814073
BFV124 | 77 | ML324V A14 | ML324V | 14 | BUTTERFLY VALVE,LUG,GEAR OPERATOR,CI BODY,316 SS DISC,150 WOG,VITON LINER | 11101.36 | 190 | 1 | 697988140745 | 69798814074
BFV124 | 77 | ML324V A16 | ML324V | 16 | BUTTERFLY VALVE,LUG,GEAR OPERATOR,CI BODY,316 SS DISC,150 WOG,VITON LINER | 15981.46 | 252 | 1 | 697988140752 | 69798814075
BFV124 | 77 | ML324V A18 | ML324V | 18 | BUTTERFLY VALVE,LUG,GEAR OPERATOR,CI BODY,316 SS DISC,150 WOG,VITON LINER | 19857.98 | 341 | 1 | 697988140769 | 69798814076
BFV124 | 77 | ML324V A20 | ML324V | 20 | BUTTERFLY VALVE,LUG,GEAR OPERATOR,CI BODY,316 SS DISC,150 WOG,VITON LINER | 26696.51 | 416 | 1 | 697988140776 | 69798814077
BFV124 | 77 | ML324V A24 | ML324V | 24 | BUTTERFLY VALVE,LUG,GEAR OPERATOR,CI BODY,316 SS DISC,150 WOG,VITON LINER | 39667.25 | 650 | 1 | 697988365384 | 69798836538
BFV124 | 77 | ML324V -36 | ML324V | 36 | BUTTERFLY VALVE,LUG,GEAR OPERATOR,CI BODY,316 SS DISC,150 WOG,VITON LINER | 102358.59 | 2100 | 1 | 697988546110 | 69798854611
BFV124 | 77 | ML324V -42 | ML324V | 42 | BUTTERFLY VALVE,LUG,GEAR OPERATOR,CI BODY,316 SS DISC,150 WOG,VITON LINER | 138295.88 | 1995 | 1 | 697988546127 | 69798854612
BFV124 | 77 | ML324V -48 | ML324V | 48 | BUTTERFLY VALVE,LUG,GEAR OPERATOR,CI BODY,316 SS DISC,150 WOG,VITON LINER | 174703.88 | 2870 | 1 | 697988597846 | 69798859784
BFV124 | 70 | ML324V-A A N | ML324VA | 4 | BUTTERFLY VALVE,LUG,GEAR OPERATOR,CI BODY,316 SS DISC,200 WOG,VITON LINER,EPOXY COATED BODY | 2804.54 | 22 | 1 | 697988347984 | 69798834798
BFV124 | 70 | ML324V-A A R | ML324VA | 5 | BUTTERFLY VALVE,LUG,GEAR OPERATOR,CI BODY,316 SS DISC,200 WOG,VITON LINER,EPOXY COATED BODY | 3641.31 | 25 | 1 | 697988347991 | 69798834799
BFV124 | 70 | ML324V-A A S | ML324VA | 6 | BUTTERFLY VALVE,LUG,GEAR OPERATOR,CI BODY,316 SS DISC,200 WOG,VITON LINER,EPOXY COATED BODY | 3860.91 | 30 | 1 | 697988348004 | 69798834800
BFV124 | 70 | ML324V-A A U | ML324VA | 8 | BUTTERFLY VALVE,LUG,GEAR OPERATOR,CI BODY,316 SS DISC,200 WOG,VITON LINER,EPOXY COATED BODY | 5800.75 | 46 | 1 | 697988348011 | 69798834801
BFV124 | 70 | ML324V-A A W | ML324VA | 10 | BUTTERFLY VALVE,LUG,GEAR OPERATOR,CI BODY,316 SS DISC,200 WOG,VITON LINER,EPOXY COATED BODY | 7927.52 | 76.1 | 1 | 697988348028 | 69798834802
BFV124 | 70 | ML324V-A AWJ | ML324VA | 12 | BUTTERFLY VALVE,LUG,GEAR OPERATOR,CI BODY,316 SS DISC,200 WOG,VITON LINER,EPOXY COATED BODY | 10255.27 | 104.75 | 1 | 697988348035 | 69798834803
BFV124 | 77 | ML324V-A A24 | ML324VA | 24 | BUTTERFLY VALVE,LUG,GEAR OPERATOR,CI BODY,316 SS DISC,150 WOG,VITON LINER,EPOXY COATED BODY | 40727.6 | 650 | 1 | 697988549517 | 69798854951
BFV124 | 70 | ML327B A S | ML327B | 6 | BUTTERFLY VALVE,LUG,GEAR OPERATOR,CI BODY,NYLON COATED DI DISC,200 WOG,BUNA LINER | 1995.94 | 23.2 | 1 | 697988140851 | 69798814085
BFV124 | 70 | ML327B A U | ML327B | 8 | BUTTERFLY VALVE,LUG,GEAR OPERATOR,CI BODY,NYLON COATED DI DISC,200 WOG,BUNA LINER | 2612.9 | 58.32 | 1 | 697988682856 | 69798868285
BFV124 | 70 | ML327B A W | ML327B | 10 | BUTTERFLY VALVE,LUG,GEAR OPERATOR,CI BODY,NYLON COATED DI DISC,200 WOG,BUNA LINER | 3342.14 | 76 | 1 | 697988140868 | 69798814086
BFV124 | 70 | ML327E A L | ML327E | 3 | BUTTERFLY VALVE,LUG,GEAR OPERATOR,CI BODY,NYLON COATED DI DISC,200 WOG,EPDM LINER | 1271.35 | 11.404 | 1 | 697988559011 | 69798855901
BFV124 | 70 | ML327E A N | ML327E | 4 | BUTTERFLY VALVE,LUG,GEAR OPERATOR,CI BODY,NYLON COATED DI DISC,200 WOG,EPDM LINER | 1458.39 | 22 | 1 | 697988559042 | 69798855904
BFV124 | 70 | ML327E A S | ML327E | 6 | BUTTERFLY VALVE,LUG,GEAR OPERATOR,CI BODY,NYLON COATED DI DISC,200 WOG,EPDM LINER | 1995.94 | 23.2 | 1 | 697988568891 | 69798856889
BFV124 | 70 | ML327E A U | ML327E | 8 | BUTTERFLY VALVE,LUG,GEAR OPERATOR,CI BODY,NYLON COATED DI DISC,200 WOG,EPDM LINER | 2612.9 | 46.6 | 1 | 697988373389 | 69798837338
BFV124 | 70 | ML327E A W | ML327E | 10 | BUTTERFLY VALVE,LUG,GEAR OPERATOR,CI BODY,NYLON COATED DI DISC,200 WOG,EPDM LINER | 3342.14 | 83.2 | 1 | 697988568907 | 69798856890
BFV124 | 70 | ML327E AWJ | ML327E | 12 | BUTTERFLY VALVE,LUG,GEAR OPERATOR,CI BODY,NYLON COATED DI DISC,200 WOG,EPDM LINER | 4169.41 | 105.05 | 1 | 697988568914 | 69798856891
BFV124 | 70 | ML327E-A A U | ML327EA | 8 | BUTTERFLY VALVE,LUG,GEAR OPERATOR,CI BODY,NYLON COATED DI DISC,200 WOG,EPDM LINER,EPOXY COATED BODY | 3136.38 | 46.6 | 1 | 697988728424 | 69798872842
BFV124 | 70 | ML327E-A A W | ML327EA | 10 | BUTTERFLY VALVE,LUG,GEAR OPERATOR,CI BODY,NYLON COATED DI DISC,200 WOG,EPDM LINER,EPOXY COATED BODY | 3977.82 | 83.2 | 1 | 697988728417 | 69798872841
BFV124 | 70 | ML327V A U | ML327V | 8 | BUTTERFLY VALVE,LUG,GEAR OPERATOR,CI BODY,NYLON COATED DI DISC,200 WOG,VITON LINER | 4393.8 | 46.6 | 1 | 697988669765 | 69798866976
BFV124 | 70 | ML327V A W | ML327V | 10 | BUTTERFLY VALVE,LUG,GEAR OPERATOR,CI BODY,NYLON COATED DI DISC,200 WOG,VITON LINER | 5417.51 | 78 | 1 | 697988669772 | 69798866977
BFV124 | 70 | ML328E A J | ML328E | 2 | BUTTERFLY VALVE,LUG,GEAR OPERATOR,CI BODY,EPOXY COATED DI DISC,200 WOG,EPDM LINER | 1182.59 | 12 | 1 | 697988347816 | 69798834781
BFV124 | 70 | ML328E A K | ML328E | 2 1/2 | BUTTERFLY VALVE,LUG,GEAR OPERATOR,CI BODY,EPOXY COATED DI DISC,200 WOG,EPDM LINER | 1182.59 | 14.5 | 1 | 697988347823 | 69798834782
BFV124 | 70 | ML328E A L | ML328E | 3 | BUTTERFLY VALVE,LUG,GEAR OPERATOR,CI BODY,EPOXY COATED DI DISC,200 WOG,EPDM LINER | 1248.02 | 15 | 1 | 697988347830 | 69798834783
BFV124 | 70 | ML328E A N | ML328E | 4 | BUTTERFLY VALVE,LUG,GEAR OPERATOR,CI BODY,EPOXY COATED DI DISC,200 WOG,EPDM LINER | 1439.63 | 22 | 1 | 697988347847 | 69798834784
BFV124 | 70 | ML328E A R | ML328E | 5 | BUTTERFLY VALVE,LUG,GEAR OPERATOR,CI BODY,EPOXY COATED DI DISC,200 WOG,EPDM LINER | 1762.19 | 25 | 1 | 697988347854 | 69798834785
BFV124 | 70 | ML328E A S | ML328E | 6 | BUTTERFLY VALVE,LUG,GEAR OPERATOR,CI BODY,EPOXY COATED DI DISC,200 WOG,EPDM LINER | 1972.56 | 34.06 | 1 | 697988347861 | 69798834786
BFV124 | 70 | ML328E A U | ML328E | 8 | BUTTERFLY VALVE,LUG,GEAR OPERATOR,CI BODY,EPOXY COATED DI DISC,200 WOG,EPDM LINER | 2575.48 | 46 | 1 | 697988347878 | 69798834787
BFV124 | 70 | ML328E A W | ML328E | 10 | BUTTERFLY VALVE,LUG,GEAR OPERATOR,CI BODY,EPOXY COATED DI DISC,200 WOG,EPDM LINER | 3309.41 | 78 | 1 | 697988347885 | 69798834788
BFV124 | 70 | ML328E AWJ | ML328E | 12 | BUTTERFLY VALVE,LUG,GEAR OPERATOR,CI BODY,EPOXY COATED DI DISC,200 WOG,EPDM LINER | 4122.7 | 113 | 1 | 697988347892 | 69798834789
BFV124 | 71 | ML332B D L | ML332B | 3 | BUTTERFLY VALVE,LUG,GEAR OPERATOR,DI BODY,NICKEL PLTD DI DISC,200 WOG,BUNA LINER,DOUBLE DEAD END | 1257.26 | 15 | 1 | 697988731653 | 69798873165
BFV124 | 71 | ML332B D S | ML332B | 6 | BUTTERFLY VALVE,LUG,GEAR OPERATOR,DI BODY,NICKEL PLTD DI DISC,200 WOG,BUNA LINER,DDE | 1963.16 | 78 | 1 | 697988716575 | 69798871657
BFV124 | 71 | ML332B D U | ML332B | 8 | BUTTERFLY VALVE,LUG,GEAR OPERATOR,DI BODY,NICKEL PLTD DI DISC,200 WOG,BUNA LINER,DDE | 2538.18 | 78 | 1 | 697988716582 | 69798871658
BFV124 | 71 | ML332B D W | ML332B | 10 | BUTTERFLY VALVE,LUG,GEAR OPERATOR,DI BODY,NICKEL PLTD DI DISC,200 WOG,BUNA LINER,DOUBLE DEAD END | 3243.95 | 78 | 1 | 697988636491 | 69798863649
BFV124 | 71 | ML332B DWJ | ML332B | 12 | BUTTERFLY VALVE,LUG,GEAR OPERATOR,DI BODY,NICKEL PLTD DI DISC,200 WOG,BUNA LINER,DOUBLE DEAD END | 4024.5 | 111.02 | 1 | 697988646872 | 69798864687
BFV124 | 72 | ML332B A14 | ML332B | 14 | BUTTERFLY VALVE,LUG,GEAR OPERATOR,DI BODY,NICKEL PLTD DI DISC,150 WOG,BUNA LINER | 5035.61 | 173 | 1 | 697988140967 | 69798814096
BFV124 | 72 | ML332B A16 | ML332B | 16 | BUTTERFLY VALVE,LUG,GEAR OPERATOR,DI BODY,NICKEL PLTD DI DISC,150 WOG,BUNA LINER | 7486.74 | 252 | 1 | 697988620964 | 69798862096
BFV124 | 72 | ML332B A18 | ML332B | 18 | BUTTERFLY VALVE,LUG,GEAR OPERATOR,DI BODY,NICKEL PLTD DI DISC,150 WOG,BUNA LINER | 9240.73 | 325 | 1 | 697988503373 | 69798850337
BFV124 | 72 | ML332B A20 | ML332B | 20 | BUTTERFLY VALVE,LUG,GEAR OPERATOR,DI BODY,NICKEL PLTD DI DISC,150 WOG,BUNA LINER | 11598.68 | 416 | 1 | 697988375178 | 69798837517
BFV124 | 72 | ML332B A24 | ML332B | 24 | BUTTERFLY VALVE,LUG,GEAR OPERATOR,DI BODY,NICKEL PLTD DI DISC,200 WOG,BUNA LINER | 20488.64 | 692 | 1 | 697988644953 | 69798864495
BFV124 | 71 | ML332B-A A U | ML332BA | 8 | BUTTERFLY VALVE,LUG,GEAR OPERATOR,DI BODY,NICKEL PLTD DI DISC,200 WOG,BUNA LINER,EPOXY COATED BODY | 3061.63 | 46 | 1 | 697988140974 | 69798814097
BFV124 | 71 | ML332B-A A W | ML332BA | 10 | BUTTERFLY VALVE,LUG,GEAR OPERATOR,DI BODY,NICKEL PLTD DI DISC,200 WOG,BUNA LINER,EPOXY COATED BODY | 3879.64 | 78 | 1 | 697988140981 | 69798814098
BFV124 | 72 | ML332BS A14 | ML332BS | 14 | BUTTERFLY VALVE,LUG,GEAR OPERATOR,DI BODY,NICKEL PLTD DI DISC,150 WOG,BUNA LINER,316 SS STEM | 6386.42 | 173 | 1 | 697988348301 | 69798834830
BFV124 | 71 | ML332E D K | ML332E | 2 1/2 | BUTTERFLY VALVE,LUG,GEAR OPERATOR,DI BODY,NICKEL PLTD DI IRON DISC,200 WOG,EPDM LINER,DBL DEAD END | 1182.58 | 14.5 | 1 | 697988716476 | 69798871647
BFV124 | 71 | ML332E D L | ML332E | 3 | BUTTERFLY VALVE,LUG,GEAR OPERATOR,DI BODY,NICKEL PLTD DI DISC,200 WOG,EPDM LINER,DOUBLE DEAD END | 1257.26 | 16.15 | 1 | 697988669505 | 69798866950
BFV124 | 71 | ML332E D N | ML332E | 4 | BUTTERFLY VALVE,LUG,GEAR OPERATOR,DI BODY,NICKEL PLTD DI IRON DISC,200 WOG,EPDM LINER,DBL DEAD END | 1444.32 | 22 | 1 | 697988716483 | 69798871648
BFV124 | 71 | ML332E D S | ML332E | 6 | BUTTERFLY VALVE,LUG,GEAR OPERATOR,DI BODY,NICKEL PLTD DI DISC,200 WOG,EPDM LINER,DOUBLE DEAD END | 1963.16 | 33.72 | 1 | 697988657717 | 69798865771
BFV124 | 71 | ML332E D U | ML332E | 8 | BUTTERFLY VALVE,LUG,GEAR OPERATOR,DI BODY,NICKEL PLTD DI DISC,200 WOG,EPDM LINER,DOUBLE DEAD END | 2538.18 | 59.6 | 1 | 697988633261 | 69798863326
BFV124 | 71 | ML332E D W | ML332E | 10 | BUTTERFLY VALVE,LUG,GEAR OPERATOR,DI BODY,NICKEL PLTD DI DISC,200 WOG,EPDM LINER,DOUBLE DEAD END | 3243.95 | 81.1 | 1 | 697988633278 | 69798863327
BFV124 | 71 | ML332E DWJ | ML332E | 12 | BUTTERFLY VALVE,LUG,GEAR OPERATOR,DI BODY,NICKEL PLTD DI DISC,200 WOG,EPDM LINER,DOUBLE DEAD END | 4024.5 | 111.12 | 1 | 697988633285 | 69798863328
BFV124 | 72 | ML332E A14 | ML332E | 14 | BUTTERFLY VALVE,LUG,GEAR OPERATOR,DI BODY,NICKEL PLTD DI DISC,150 WOG,EPDM LINER | 5035.61 | 256 | 1 | 697988355606 | 69798835560
BFV124 | 72 | ML332E A16 | ML332E | 16 | BUTTERFLY VALVE,LUG,GEAR OPERATOR,DI BODY,NICKEL PLTD DI DISC,150 WOG,EPDM LINER | 7486.74 | 252 | 1 | 697988141124 | 69798814112
BFV124 | 72 | ML332E A18 | ML332E | 18 | BUTTERFLY VALVE,LUG,GEAR OPERATOR,DI BODY,NICKEL PLTD DI DISC,150 WOG,EPDM LINER | 9240.73 | 318 | 1 | 697988141131 | 69798814113
BFV124 | 72 | ML332E A20 | ML332E | 20 | BUTTERFLY VALVE,LUG,GEAR OPERATOR,DI BODY,NICKEL PLTD DI DISC,150 WOG,EPDM LINER | 11598.68 | 420 | 1 | 697988343221 | 69798834322
BFV124 | 72 | ML332E A24 | ML332E | 24 | BUTTERFLY VALVE,LUG,GEAR OPERATOR,DI BODY,NICKEL PLTD DI DISC,150 WOG,EPDM LINER | 20488.64 | 692 | 1 | 697988570375 | 69798857037
BFV124 | 72 | ML332E -30 | ML332E | 30 | BUTTERFLY VALVE,LUG,GEAR OPERATOR,DI BODY,NICKEL PLTD DI IRON DISC,150 WOG,EPDM LINER | 44405.32 | 1175 | 1 | 697988716506 | 69798871650
BFV124 | 72 | ML332E -36 | ML332E | 36 | BUTTERFLY VALVE,LUG,GEAR OPERATOR,DI BODY,NICKEL PLTD DI DISC,150 WOG,EPDM LINER | 53286.4 | 2200 | 1 | 697988512399 | 69798851239
BFV124 | 72 | ML332E -42 | ML332E | 42 | BUTTERFLY VALVE,LUG,GEAR OPERATOR,DI BODY,NICKEL PLTD DI DISC,150 WOG,EPDM LINER | 61723.34 | 1995 | 1 | 697988512405 | 69798851240
BFV124 | 71 | ML332E-A A S | ML332EA | 6 | BUTTERFLY VALVE,LUG,GEAR OPERATOR,DI BODY,NICKEL PLTD DI DISC,200 WOG,EPDM LINER,EPOXY COATED BODY | 2435.22 | 34.2 | 1 | 697988699069 | 69798869906
BFV124 | 71 | ML332E-A A U | ML332EA | 8 | BUTTERFLY VALVE,LUG,GEAR OPERATOR,DI BODY,NICKEL PLTD DI DISC,200 WOG,EPDM LINER,EPOXY COATED BODY | 3061.63 | 57.8 | 1 | 697988703155 | 69798870315
BFV124 | 71 | ML332E-A A W | ML332EA | 10 | BUTTERFLY VALVE,LUG,GEAR OPERATOR,DI BODY,NICKEL PLTD DI DISC,200 WOG,EPDM LINER,EPOXY COATED BODY | 3879.64 | 84.08 | 1 | 697988703162 | 69798870316
BFV124 | 71 | ML332E-A AWJ | ML332EA | 12 | BUTTERFLY VALVE,LUG,GEAR OPERATOR,DI BODY,NICKEL PLTD DI DISC,200 WOG,EPDM LINER,EPOXY COATED BODY | 4898.54 | 0 | 1 | 697988761377 | 69798876137
BFV124 | 72 | ML332E-A A18 | ML332EA | 18 | BUTTERFLY VALVE,LUG,GEAR OPERATOR,DI BODY,NICKEL PLTD DI DISC,150 WOG,EPDM LINER,EPOXY COATED BODY | 10301.05 | 318 | 1 | 697988703124 | 69798870312
BFV124 | 72 | ML332E-A A24 | ML332EA | 24 | BUTTERFLY VALVE,LUG,GEAR OPERATOR,DI BODY,NICKEL PLTD DI DISC,150 WOG,EPDM LINER,EPOXY COATED BODY | 21548.97 | 692 | 1 | 697988703131 | 69798870313
BFV124 | 72 | ML332E-A -36 | ML332EA | 36 | BUTTERFLY VALVE,LUG,GEAR OPERATOR,DI BODY,NICKEL PLTD DI DISC,150 WOG,EPDM LINER,EPOXY COATED BODY | 54794.43 | 2200 | 1 | 697988703070 | 69798870307
BFV124 | 71 | ML332ES D N | ML332ES | 4 | BUTTERFLY VALVE,LUG,GEAR OPERATOR,DI BODY,NICKEL PLTD DI DISC,150 WOG,EPDM LINER,316 SS STEM | 1561.18 | 0 | 1 | 697988765450 | 69798876545
BFV124 | 71 | ML332ES D S | ML332ES | 6 | BUTTERFLY VALVE,LUG,GEAR OPERATOR,DI BODY,NICKEL PLTD DI DISC,150 WOG,EPDM LINER,316 SS STEM | 2122.1 | 0 | 1 | 697988765443 | 69798876544
BFV124 | 71 | ML332ES D U | ML332ES | 8 | BUTTERFLY VALVE,LUG,GEAR OPERATOR,DI BODY,NICKEL PLTD DI DISC,150 WOG,EPDM LINER,316 SS STEM | 2762.53 | 0 | 1 | 697988765436 | 69798876543
BFV124 | 71 | ML332ES D W | ML332ES | 10 | BUTTERFLY VALVE,LUG,GEAR OPERATOR,DI BODY,NICKEL PLTD DI DISC,150 WOG,EPDM LINER,316 SS STEM | 3674 | 0 | 1 | 697988765429 | 69798876542
BFV124 | 71 | ML332ES DWJ | ML332ES | 12 | BUTTERFLY VALVE,LUG,GEAR OPERATOR,DI BODY,NICKEL PLTD DI DISC,150 WOG,EPDM LINER,316 SS STEM | 4697.57 | 0 | 1 | 697988765412 | 69798876541
BFV124 | 72 | ML332ES A14 | ML332ES | 14 | BUTTERFLY VALVE,LUG,GEAR OPERATOR,DI BODY,NICKEL PLTD DI DISC,150 WOG,EPDM LINER,316 SS STEM | 6386.42 | 161 | 1 | 697988379602 | 69798837960
BFV124 | 72 | ML332ES A16 | ML332ES | 16 | BUTTERFLY VALVE,LUG,GEAR OPERATOR,DI BODY,NICKEL PLTD DI DISC,150 WOG,EPDM LINER,316 SS STEM | 8977.85 | 252 | 1 | 697988379640 | 69798837964
BFV124 | 72 | ML332ES A18 | ML332ES | 18 | BUTTERFLY VALVE,LUG,GEAR OPERATOR,DI BODY,NICKEL PLTD DI DISC,150 WOG,EPDM LINER,316 SS STEM | 11549.8 | 318 | 1 | 697988379657 | 69798837965
BFV124 | 72 | ML332ES A20 | ML332ES | 20 | BUTTERFLY VALVE,LUG,GEAR OPERATOR,DI BODY,NICKEL PLTD DI DISC,150 WOG,EPDM LINER,316 SS STEM | 13991.91 | 415 | 1 | 697988379664 | 69798837966
BFV124 | 72 | ML332ES A24 | ML332ES | 24 | BUTTERFLY VALVE,LUG,GEAR OPERATOR,DI BODY,NICKEL PLTD DI DISC,150 WOG,EPDM LINER,316 SS STEM | 24256.05 | 650 | 1 | 697988379671 | 69798837967
BFV124 | 71 | ML332V A N | ML332V | 4 | BUTTERFLY VALVE,LUG,GEAR OPERATOR,DI BODY,NICKEL PLTD DI DISC,200 WOG,VITON LINER | 2126.77 | 22.72 | 1 | 697988374744 | 69798837474
BFV124 | 71 | ML332V A U | ML332V | 8 | BUTTERFLY VALVE,LUG,GEAR OPERATOR,DI BODY,NICKEL PLTD DI DISC,200 WOG,VITON LINER | 4319.08 | 46 | 1 | 697988141155 | 69798814115
BFV124 | 71 | ML332V A W | ML332V | 10 | BUTTERFLY VALVE,LUG,GEAR OPERATOR,DI BODY,NICKEL PLTD DI DISC,200 WOG,VITON LINER | 5319.34 | 78 | 1 | 697988374751 | 69798837475
BFV124 | 71 | ML332V AWJ | ML332V | 12 | BUTTERFLY VALVE,LUG,GEAR OPERATOR,DI BODY,NICKEL PLTD DI DISC,200 WOG,VITON LINER | 6604.74 | 113 | 1 | 697988713017 | 69798871301
BFV124 | 72 | ML332V A14 | ML332V | 14 | BUTTERFLY VALVE,LUG,GEAR OPERATOR,DI BODY,NICKEL PLTD DI DISC,150 WOG,VITON LINER | 9032.06 | 190 | 1 | 697988713024 | 69798871302
BFV124 | 71 | ML333B D K | ML333B | 2 1/2 | BUTTERFLY VALVE,LUG,GEAR OPERATOR,DI BODY,ALMN/BRNZ DISC,200 WOG,BUNA LINER,DOUBLE DEAD END | 1229.27 | 19.2 | 1 | 697988665965 | 69798866596
BFV124 | 71 | ML333B D L | ML333B | 3 | BUTTERFLY VALVE,LUG,GEAR OPERATOR,DI BODY,ALMN/BRNZ DISC,200 WOG,BUNA LINER,DOUBLE DEAD END | 1294.71 | 8.98 | 1 | 697988666658 | 69798866665
BFV124 | 71 | ML333B D N | ML333B | 4 | BUTTERFLY VALVE,LUG,GEAR OPERATOR,DI BODY,ALMN/BRNZ DISC,200 WOG,BUNA LINER,DOUBLE DEAD END | 1533.16 | 23.892 | 1 | 697988708150 | 69798870815
BFV124 | 71 | ML333B D R | ML333B | 5 | BUTTERFLY VALVE,LUG,GEAR OPERATOR,DI BODY,ALMN/BRNZ DISC,200 WOG,BUNA LINER,DOUBLE DEAD END | 1935.1 | 29.34 | 1 | 697988708167 | 69798870816
BFV124 | 71 | ML333B D S | ML333B | 6 | BUTTERFLY VALVE,LUG,GEAR OPERATOR,DI BODY,ALMN/BRNZ DISC,200 WOG,BUNA LINER,DOUBLE DEAD END | 2103.43 | 33.08 | 1 | 697988637337 | 69798863733
BFV124 | 71 | ML333B D U | ML333B | 8 | BUTTERFLY VALVE,LUG,GEAR OPERATOR,DI BODY,ALMN/BRNZ DISC,200 WOG,BUNA LINER,DOUBLE DEAD END | 2874.71 | 57.6 | 1 | 697988665408 | 69798866540
BFV124 | 71 | ML333B D W | ML333B | 10 | BUTTERFLY VALVE,LUG,GEAR OPERATOR,DI BODY,ALMN/BRNZ DISC,200 WOG,BUNA LINER,DOUBLE DEAD END | 3547.77 | 81.34 | 1 | 697988665415 | 69798866541
BFV124 | 71 | ML333B DWJ | ML333B | 12 | BUTTERFLY VALVE,LUG,GEAR OPERATOR,DI BODY,ALMN/BRNZ DISC,200 WOG,BUNA LINER,DOUBLE DEAD END | 4870.52 | 106.176 | 1 | 697988665422 | 69798866542
BFV124 | 72 | ML333B A14 | ML333B | 14 | BUTTERFLY VALVE,LUG,GEAR OPERATOR,DI BODY,ALMN/BRNZ DISC,150 WOG,BUNA LINER | 6163.39 | 190 | 1 | 697988327252 | 69798832725
BFV124 | 72 | ML333B A16 | ML333B | 16 | BUTTERFLY VALVE,LUG,GEAR OPERATOR,DI BODY,ALMN/BRNZ DISC,150 WOG,BUNA LINER | 9009.88 | 252 | 1 | 697988327269 | 69798832726
BFV124 | 72 | ML333B A18 | ML333B | 18 | BUTTERFLY VALVE,LUG,GEAR OPERATOR,DI BODY,ALMN/BRNZ DISC,150 WOG,BUNA LINER | 11256.74 | 329 | 1 | 697988327276 | 69798832727
BFV124 | 72 | ML333B A20 | ML333B | 20 | BUTTERFLY VALVE,LUG,GEAR OPERATOR,DI BODY,ALMN/BRNZ DISC,150 WOG,BUNA LINER | 14187.49 | 416 | 1 | 697988327283 | 69798832728
BFV124 | 72 | ML333B A24 | ML333B | 24 | BUTTERFLY VALVE,LUG,GEAR OPERATOR,DI BODY,ALMN/BRNZ DISC,150 WOG,BUNA LINER | 25595.28 | 682 | 1 | 697988327290 | 69798832729
BFV124 | 72 | ML333B -30 | ML333B | 30 | BUTTERFLY VALVE,LUG,GEAR OPERATOR,DI BODY,ALMN/BRNZ DISC,150 WOG,BUNA LINER | 55506.61 | 975 | 1 | 697988327627 | 69798832762
BFV124 | 72 | ML333B -36 | ML333B | 36 | BUTTERFLY VALVE,LUG,GEAR OPERATOR,DI BODY,ALMN/BRNZ DISC,150 WOG,BUNA LINER | 76217.27 | 1495 | 1 | 697988327238 | 69798832723
BFV124 | 72 | ML333B -42 | ML333B | 42 | BUTTERFLY VALVE,LUG,GEAR OPERATOR,DI BODY,ALMN/BRNZ DISC,150 WOG,BUNA LINER | 99467.91 | 1995 | 1 | 697988327634 | 69798832763
BFV124 | 72 | ML333B -48 | ML333B | 48 | BUTTERFLY VALVE,LUG,GEAR OPERATOR,DI BODY,ALMN/BRNZ DISC,150 WOG,BUNA LINER | 131439.7 | 2870 | 1 | 697988327641 | 69798832764
BFV124 | 71 | ML333B-A A W | ML333BA | 10 | BUTTERFLY VALVE,LUG,GEAR OPERATOR,DI BODY,ALMN/BRNZ DISC,200 WOG,BUNA LINER,EPOXY COATED BODY | 4183.48 | 81.3 | 1 | 697988728745 | 69798872874
BFV124 | 71 | ML333B-DA D N | ML333BDA | 4 | BUTTERFLY VALVE,LUG,GEAR OPERATOR,DI BODY,ALMN/BRNZ DISC,200 WOG,BUNA LINER,DOUBLE DEAD END,ASML DRY | 1533.16 | 0 | 1 | 697988747630 | 69798874763
BFV124 | 71 | ML333BS D U | ML333BS | 8 | BUTTERFLY VALVE,LUG,GEAR OPERATOR,DI BODY,ALMN/BRNZ DISC,SS STEM,200 WOG,BUNA LINER,DOUBLE DEAD END | 3099.07 | 0 | 1 | 697988747555 | 69798874755
BFV124 | 71 | ML333BS D W | ML333BS | 10 | BUTTERFLY VALVE,LUG,GEAR OPERATOR,DI BODY,ALMN/BRNZ DISC,SS STEM,200 WOG,BUNA LINER,DOUBLE DEAD END | 3977.83 | 0 | 1 | 697988747562 | 69798874756
BFV124 | 72 | ML333BS A14 | ML333BS | 14 | BUTTERFLY VALVE,LUG,GEAR OPERATOR,DI BODY,ALMN/BRNZ DISC,150 WOG,BUNA LINER,316 SS STEM | 7514.22 | 190 | 1 | 697988503717 | 69798850371
BFV124 | 72 | ML333BS A16 | ML333BS | 16 | BUTTERFLY VALVE,LUG,GEAR OPERATOR,DI BODY,ALMN/BRNZ DISC,150 WOG,BUNA LINER,316 SS STEM | 10500.96 | 240 | 1 | 697988397576 | 69798839757
BFV124 | 72 | ML333BS A20 | ML333BS | 20 | BUTTERFLY VALVE,LUG,GEAR OPERATOR,DI BODY,ALMN/BRNZ DISC,150 WOG,BUNA LINER,316 SS STEM | 16580.7 | 416 | 1 | 697988641754 | 69798864175
BFV124 | 71 | ML333E D J | ML333E | 2 | BUTTERFLY VALVE,LUG,GEAR,DI BODY,ALMN/BRNZ DISC,200 WOG,EPDM LINER,DDE,NSF/ANSI 372 & 61 | 1229.27 | 17.44 | 1 | 697988629035 | 69798862903
BFV124 | 71 | ML333E D K | ML333E | 2 1/2 | BUTTERFLY VALVE,LUG,GEAR,DI BODY,ALMN/BRNZ DISC,200 WOG,EPDM LINER,DDE,NSF/ANSI 372 & 61 | 1229.27 | 19.22 | 1 | 697988629042 | 69798862904
BFV124 | 71 | ML333E D L | ML333E | 3 | BUTTERFLY VALVE,LUG,GEAR,DI BODY,ALMN/BRNZ DISC,200 WOG,EPDM LINER,DDE,NSF/ANSI 372 & 61 | 1294.71 | 19.88 | 1 | 697988629059 | 69798862905
BFV124 | 71 | ML333E D N | ML333E | 4 | BUTTERFLY VALVE,LUG,GEAR,DI BODY,ALMN/BRNZ DISC,200 WOG,EPDM LINER,DDE,NSF/ANSI 372 & 61 | 1533.16 | 23.892 | 1 | 697988629066 | 69798862906
BFV124 | 71 | ML333E D R | ML333E | 5 | BUTTERFLY VALVE,LUG,GEAR,DI BODY,ALMN/BRNZ DISC,200 WOG,EPDM LINER,DDE,NSF/ANSI 372 & 61 | 1935.1 | 29.34 | 1 | 697988629073 | 69798862907
BFV124 | 71 | ML333E D S | ML333E | 6 | BUTTERFLY VALVE,LUG,GEAR,DI BODY,ALMN/BRNZ DISC,200 WOG,EPDM LINER,DDE,NSF/ANSI 372 & 61 | 2103.43 | 32.866 | 1 | 697988628342 | 69798862834
BFV124 | 71 | ML333E D U | ML333E | 8 | BUTTERFLY VALVE,LUG,GEAR,DI BODY,ALMN/BRNZ DISC,200 WOG,EPDM LINER,DDE,NSF/ANSI 372 & 61 | 2874.71 | 57.61 | 1 | 697988626287 | 69798862628
BFV124 | 71 | ML333E D W | ML333E | 10 | BUTTERFLY VALVE,LUG,GEAR,DI BODY,ALMN/BRNZ DISC,200 WOG,EPDM LINER,DDE,NSF/ANSI 372 & 61 | 3547.77 | 78.554 | 1 | 697988629080 | 69798862908
BFV124 | 71 | ML333E DWJ | ML333E | 12 | BUTTERFLY VALVE,LUG,GEAR,DI BODY,ALMN/BRNZ DISC,200 WOG,EPDM LINER,DDE,NSF/ANSI 372 & 61 | 4870.52 | 111.34 | 1 | 697988629097 | 69798862909
BFV124 | 72 | ML333E A14 | ML333E | 14 | BUTTERFLY VALVE,LUG,GEAR,DI BODY,ALMN/BRNZ DISC,200 WOG,EPDM LINER,NSF/ANSI 372 & 61 | 6163.39 | 176 | 1 | 697988341647 | 69798834164
BFV124 | 72 | ML333E A16 | ML333E | 16 | BUTTERFLY VALVE,LUG,GEAR,DI BODY,ALMN/BRNZ DISC,200 WOG,EPDM LINER,NSF/ANSI 372 & 61 | 9009.88 | 240 | 1 | 697988340176 | 69798834017
BFV124 | 72 | ML333E A18 | ML333E | 18 | BUTTERFLY VALVE,LUG,GEAR,DI BODY,ALMN/BRNZ DISC,200 WOG,EPDM LINER,NSF/ANSI 372 & 61 | 11256.74 | 331 | 1 | 697988341654 | 69798834165
BFV124 | 72 | ML333E A20 | ML333E | 20 | BUTTERFLY VALVE,LUG,GEAR,DI BODY,ALMN/BRNZ DISC,200 WOG,EPDM LINER,NSF/ANSI 372 & 61 | 14187.49 | 420 | 1 | 697988341661 | 69798834166
BFV124 | 72 | ML333E A24 | ML333E | 24 | BUTTERFLY VALVE,LUG,GEAR,DI BODY,ALMN/BRNZ DISC,200 WOG,EPDM LINER,NSF/ANSI 372 & 61 | 25595.28 | 684 | 1 | 697988341678 | 69798834167
BFV124 | 72 | ML333E -30 | ML333E | 30 | BUTTERFLY VALVE,LUG,GEAR OPERATOR,DI BODY,ALMN/BRNZ DISC,150 WOG,EPDM LINER | 55506.61 | 1680 | 1 | 697988396678 | 69798839667
BFV124 | 72 | ML333E -36 | ML333E | 36 | BUTTERFLY VALVE,LUG,GEAR OPERATOR,DI BODY,ALMN/BRNZ DISC,150 WOG,EPDM LINER | 76217.27 | 2100 | 1 | 697988141285 | 69798814128
BFV124 | 72 | ML333E -42 | ML333E | 42 | BUTTERFLY VALVE,LUG,GEAR OPERATOR,DI BODY,ALMN/BRNZ DISC,150 WOG,EPDM LINER | 99467.91 | 1995 | 1 | 697988705432 | 69798870543
BFV124 | 72 | ML333E -48 | ML333E | 48 | BUTTERFLY VALVE,LUG,GEAR OPERATOR,DI BODY,ALMN/BRNZ DISC,150 WOG,EPDM LINER | 131439.7 | 3258.4 | 1 | 697988768031 | 69798876803
BFV124 | 71 | ML333E-A A K | ML333EA | 2 1/2 | BUTTERFLY VALVE,LUG,GEAR OPERATOR,DI BODY,ALMN/BRNZ DISC,200 WOG,EPDM LINER,EPOXY COATED BODY | 1495.74 | 19.2 | 1 | 697988345522 | 69798834552
BFV124 | 71 | ML333E-A A L | ML333EA | 3 | BUTTERFLY VALVE,LUG,GEAR OPERATOR,DI BODY,ALMN/BRNZ DISC,200 WOG,EPDM LINER,EPOXY COATED BODY | 1626.61 | 18.21 | 1 | 697988345539 | 69798834553
BFV124 | 71 | ML333E-A A N | ML333EA | 4 | BUTTERFLY VALVE,LUG,GEAR OPERATOR,DI BODY,ALMN/BRNZ DISC,200 WOG,EPDM LINER,EPOXY COATED BODY | 1888.34 | 24.05 | 1 | 697988345546 | 69798834554
BFV124 | 71 | ML333E-A A R | ML333EA | 5 | BUTTERFLY VALVE,LUG,GEAR OPERATOR,DI BODY,ALMN/BRNZ DISC,200 WOG,EPDM LINER,EPOXY COATED BODY | 2374.49 | 27.36 | 1 | 697988345553 | 69798834555
BFV124 | 71 | ML333E-A A S | ML333EA | 6 | BUTTERFLY VALVE,LUG,GEAR OPERATOR,DI BODY,ALMN/BRNZ DISC,200 WOG,EPDM LINER,EPOXY COATED BODY | 2575.48 | 30 | 1 | 697988345560 | 69798834556
BFV124 | 71 | ML333E-A A U | ML333EA | 8 | BUTTERFLY VALVE,LUG,GEAR OPERATOR,DI BODY,ALMN/BRNZ DISC,200 WOG,EPDM LINER,EPOXY COATED BODY | 3398.16 | 56.8 | 1 | 697988345577 | 69798834557
BFV124 | 71 | ML333E-A A W | ML333EA | 10 | BUTTERFLY VALVE,LUG,GEAR OPERATOR,DI BODY,ALMN/BRNZ DISC,200 WOG,EPDM LINER,EPOXY COATED BODY | 4183.48 | 78.554 | 1 | 697988345584 | 69798834558
BFV124 | 71 | ML333E-A AWJ | ML333EA | 12 | BUTTERFLY VALVE,LUG,GEAR OPERATOR,DI BODY,ALMN/BRNZ DISC,200 WOG,EPDM LINER,EPOXY COATED BODY | 5744.59 | 111 | 1 | 697988345591 | 69798834559
BFV124 | 72 | ML333E-A A14 | ML333EA | 14 | BUTTERFLY VALVE,LUG,GEAR OPERATOR,DI BODY,ALMN/BRNZ DISC,150 WOG,EPDM LINER,EPOXY COATED BODY | 7223.72 | 176 | 1 | 697988375659 | 69798837565
BFV124 | 72 | ML333E-A A16 | ML333EA | 16 | BUTTERFLY VALVE,LUG,GEAR OPERATOR,DI BODY,ALMN/BRNZ DISC,150 WOG,EPDM LINER,EPOXY COATED BODY | 10070.21 | 240 | 1 | 697988375666 | 69798837566
BFV124 | 72 | ML333E-A A18 | ML333EA | 18 | BUTTERFLY VALVE,LUG,GEAR OPERATOR,DI BODY,ALMN/BRNZ DISC,150 WOG,EPDM LINER,EPOXY COATED BODY | 12317.1 | 325 | 1 | 697988395381 | 69798839538
BFV124 | 72 | ML333E-A A20 | ML333EA | 20 | BUTTERFLY VALVE,LUG,GEAR OPERATOR,DI BODY,ALMN/BRNZ DISC,150 WOG,EPDM LINER,EPOXY COATED BODY | 15247.83 | 416 | 1 | 697988716032 | 69798871603
BFV124 | 72 | ML333E-A A24 | ML333EA | 24 | BUTTERFLY VALVE,LUG,GEAR OPERATOR,DI BODY,ALMN/BRNZ DISC,150 WOG,EPDM LINER,EPOXY COATED BODY | 26655.58 | 684 | 1 | 697988635890 | 69798863589
BFV124 | 71 | ML333ES D J | ML333ES | 2 | BUTTERFLY VALVE,LUG,GEAR OPERATOR,DI BODY,ALMN/BRNZ DISC,200 WOG,EPDM LNR,316 SS STM,DOUBLE DEAD END | 1318.1 | 12 | 1 | 697988714502 | 69798871450
BFV124 | 71 | ML333ES D K | ML333ES | 2 1/2 | BUTTERFLY VALVE,LUG,GEAR OPERATOR,DI BODY,ALMN/BRNZ DISC,200 WOG,EPDM LNR,316 SS STM,DOUBLE DEAD END | 1318.1 | 14.5 | 1 | 697988714519 | 69798871451
BFV124 | 71 | ML333ES D L | ML333E | 3 | BUTTERFLY VALVE,LUG,GEAR,DI BODY,ALMN/BRNZ DISC,200 WOG,316 SS DISC,EPDM LINER,DDE,NSF/ANSI 372 & 61 | 1392.91 | 20 | 1 | 697988726833 | 69798872683
BFV124 | 71 | ML333ES D N | ML333ES | 4 | BUTTERFLY VALVE,LUG,GEAR OPERATOR,DI BODY,ALMN/BRNZ DISC,200 WOG,EPDM LNR,316 SS STM,DOUBLE DEAD END | 1650.03 | 26.12 | 1 | 697988657663 | 69798865766
BFV124 | 71 | ML333ES D S | ML333ES | 6 | BUTTERFLY VALVE,LUG,GEAR OPERATOR,DI BODY,ALMN/BRNZ DISC,200 WOG,EPDM LNR,316 SS STM,DOUBLE DEAD END | 2262.38 | 33.94 | 1 | 697988657670 | 69798865767
BFV124 | 71 | ML333ES D U | ML333ES | 8 | BUTTERFLY VALVE,LUG,GEAR OPERATOR,DI BODY,ALMN/BRNZ DISC,200 WOG,EPDM LNR,316 SS STM,DOUBLE DEAD END | 3099.05 | 58.42 | 1 | 697988657687 | 69798865768
BFV124 | 71 | ML333ES D W | ML333ES | 10 | BUTTERFLY VALVE,LUG,GEAR OPERATOR,DI BODY,ALMN/BRNZ DISC,200 WOG,EPDM LNR,316 SS STM,DOUBLE DEAD END | 3977.83 | 83.62 | 1 | 697988657809 | 69798865780
BFV124 | 71 | ML333ES DWJ | ML333ES | 12 | BUTTERFLY VALVE,LUG,GEAR OPERATOR,DI BODY,ALMN/BRNZ DISC,200 WOG,EPDM LNR,316 SS STM,DOUBLE DEAD END | 5543.63 | 106.176 | 1 | 697988657694 | 69798865769
BFV124 | 72 | ML333ES A14 | ML333ES | 14 | BUTTERFLY VALVE,LUG,GEAR OPERATOR,DI BODY,ALMN/BRNZ DISC,150 WOG,EPDM LINER,316 SS STEM | 7514.22 | 176 | 1 | 697988672314 | 69798867231
BFV124 | 72 | ML333ES A16 | ML333ES | 16 | BUTTERFLY VALVE,LUG,GEAR OPERATOR,DI BODY,ALMN/BRNZ DISC,150 WOG,EPDM LINER,316 SS STEM | 10500.96 | 240 | 1 | 697988672321 | 69798867232
BFV124 | 72 | ML333ES A18 | ML333ES | 18 | BUTTERFLY VALVE,LUG,GEAR OPERATOR,DI BODY,ALMN/BRNZ DISC,150 WOG,EPDM LINER,316 SS STEM | 13565.83 | 325 | 1 | 697988672338 | 69798867233
BFV124 | 72 | ML333ES A20 | ML333ES | 20 | BUTTERFLY VALVE,LUG,GEAR OPERATOR,DI BODY,ALMN/BRNZ DISC,150 WOG,EPDM LINER,316 SS STEM | 16580.7 | 420 | 1 | 697988672345 | 69798867234
BFV124 | 71 | ML333ES-A A W | ML333ESA | 10 | BUTTERFLY VALVE,LUG,GEAR OPERATOR,DI BODY,ALMN/BRNZ DISC,200 WOG,EPDM LNR,316 SS STM,EPOXY COATED | 4613.52 | 78.554 | 1 | 697988718234 | 69798871823
BFV124 | 71 | ML333H AWJ | ML333H | 12 | BUTTERFLY VALVE,LUG,GEAR OPERATOR,DI BODY,ALMN/BRNZ DISC,200 WOG,HYPALON LINER | 5880.21 | 104.9 | 1 | 697988367456 | 69798836745
BFV124 | 71 | ML333NW A W | ML333NW | 10 | BUTTERFLY VALVE,LUG,GEAR OPERATOR,DI BODY,ALMN/BRNZ DISC,200 WOG,WHITE NEOPRENE LINER | 4281.65 | 0 | 1 | 697988729155 | 69798872915
BFV124 | 71 | ML333V A L | ML333V | 3 | BUTTERFLY VALVE,LUG,GEAR OPERATOR,DI BODY,ALMN/BRNZ DISC,200 WOG,VITON LINER | 1860.27 | 15 | 1 | 697988141421 | 69798814142
BFV124 | 71 | ML333V A N | ML333V | 4 | BUTTERFLY VALVE,LUG,GEAR OPERATOR,DI BODY,ALMN/BRNZ DISC,200 WOG,VITON LINER | 2215.6 | 22 | 1 | 697988504837 | 69798850483
BFV124 | 71 | ML333V A R | ML333V | 5 | BUTTERFLY VALVE,LUG,GEAR OPERATOR,DI BODY,ALMN/BRNZ DISC,200 WOG,VITON LINER | 2930.76 | 25 | 1 | 697988572744 | 69798857274
BFV124 | 71 | ML333V A S | ML333V | 6 | BUTTERFLY VALVE,LUG,GEAR OPERATOR,DI BODY,ALMN/BRNZ DISC,200 WOG,VITON LINER | 3122.39 | 30 | 1 | 697988506565 | 69798850656
BFV124 | 71 | ML333V A U | ML333V | 8 | BUTTERFLY VALVE,LUG,GEAR OPERATOR,DI BODY,ALMN/BRNZ DISC,200 WOG,VITON LINER | 4655.6 | 58.74 | 1 | 697988387362 | 69798838736
BFV124 | 71 | ML333V A W | ML333V | 10 | BUTTERFLY VALVE,LUG,GEAR OPERATOR,DI BODY,ALMN/BRNZ DISC,200 WOG,VITON LINER | 5623.17 | 78 | 1 | 697988324534 | 69798832453
BFV124 | 71 | ML333V AWJ | ML333V | 12 | BUTTERFLY VALVE,LUG,GEAR OPERATOR,DI BODY,ALMN/BRNZ DISC,200 WOG,VITON LINER | 7450.78 | 113 | 1 | 697988387379 | 69798838737
BFV124 | 72 | ML333V A14 | ML333V | 14 | BUTTERFLY VALVE,LUG,GEAR OPERATOR,DI BODY,ALMN/BRNZ DISC,150 WOG,VITON LINER | 10159.88 | 175 | 1 | 697988584419 | 69798858441
BFV124 | 72 | ML333V A16 | ML333V | 16 | BUTTERFLY VALVE,LUG,GEAR OPERATOR,DI BODY,ALMN/BRNZ DISC,150 WOG,VITON LINER | 14778.11 | 252 | 1 | 697988586123 | 69798858612
BFV124 | 72 | ML333V A20 | ML333V | 20 | BUTTERFLY VALVE,LUG,GEAR OPERATOR,DI BODY,ALMN/BRNZ DISC,150 WOG,VITON LINER | 22011.74 | 413 | 1 | 697988662780 | 69798866278
BFV124 | 72 | ML333V A24 | ML333V | 24 | BUTTERFLY VALVE,LUG,GEAR OPERATOR,DI BODY,ALMN/BRNZ DISC,150 WOG,VITON LINER | 36177.01 | 683 | 1 | 697988662797 | 69798866279
BFV124 | 71 | ML333VS A R | ML333VS | 5 | BUTTERFLY VALVE,LUG,GEAR OPERATOR,DI BODY,ALMN/BRNZ DISC,200 WOG,VITON LINER,316 SS STEM | 3056.95 | 25 | 1 | 697988590458 | 69798859045
BFV124 | 71 | ML333VS A S | ML333VS | 6 | BUTTERFLY VALVE,LUG,GEAR OPERATOR,DI BODY,ALMN/BRNZ DISC,200 WOG,VITON LINER,316 SS STEM | 3281.35 | 30 | 1 | 697988587809 | 69798858780
BFV124 | 71 | ML333VS A U | ML333VS | 8 | BUTTERFLY VALVE,LUG,GEAR OPERATOR,DI BODY,ALMN/BRNZ DISC,200 WOG,VITON LINER,316 SS STEM | 4879.97 | 46 | 1 | 697988587854 | 69798858785
BFV124 | 71 | ML333VS A W | ML333VS | 10 | BUTTERFLY VALVE,LUG,GEAR OPERATOR,DI BODY,ALMN/BRNZ DISC,200 WOG,VITON LINER,316 SS STEM | 6053.2 | 78 | 1 | 697988587793 | 69798858779
BFV124 | 71 | ML333VS AWJ | ML333VS | 12 | BUTTERFLY VALVE,LUG,GEAR OPERATOR,DI BODY,ALMN/BRNZ DISC,200 WOG,VITON LINER,316 SS STEM | 8123.85 | 113 | 1 | 697988587786 | 69798858778
BFV124 | 72 | ML333VS A16 | ML333VS | 16 | BUTTERFLY VALVE,LUG,GEAR OPERATOR,DI BODY,ALMN/BRNZ DISC,150 WOG,VITON LINER,316 SS STEM | 16269.22 | 252 | 1 | 697988589377 | 69798858937
BFV124 | 71 | ML334B D J | ML334B | 2 | BUTTERFLY VALVE,LUG,GEAR OP,DI BODY,SS DISC,200 WOG,BUNA LINER,DOUBLE DEAD END | 1402.22 | 19.7 | 1 | 697988719590 | 69798871959
BFV124 | 71 | ML334B D K | ML334B | 2 1/2 | BUTTERFLY VALVE,GEAR OP,DI BODY,SS DISC,200 WOG,BUNA LINER,DOUBLE DEAD END | 1402.22 | 19.12 | 1 | 697988726611 | 69798872661
BFV124 | 71 | ML334B D L | ML334B | 3 | BUTTERFLY VALVE,LUG,GEAR OP,DI BODY,SS DISC,200 WOG,BUNA LINER,DOUBLE DEAD END | 1579.89 | 20 | 1 | 697988719538 | 69798871953
BFV124 | 71 | ML334B D N | ML334B | 4 | BUTTERFLY VALVE,LUG,GEAR OP,DI BODY,SS DISC,200 WOG,BUNA LINER,DOUBLE DEAD END | 1865.07 | 26.7 | 1 | 697988726604 | 69798872660
BFV124 | 71 | ML334B D R | ML334B | 5 | BUTTERFLY VALVE,LUG,GEAR OP,DI BODY,SS DISC,200 WOG,BUNA LINER,DOUBLE DEAD END | 2318.46 | 0 | 1 | 697988726628 | 69798872662
BFV124 | 71 | ML334B D S | ML334B | 6 | BUTTERFLY VALVE,LUG,GEAR OPERATOR,DI BODY,SS DISC,200 WOG,BUNA LINER,DOUBLE DEAD END | 2510.09 | 34.32 | 1 | 697988649170 | 69798864917
BFV124 | 71 | ML334B D U | ML334B | 8 | BUTTERFLY VALVE,LUG,GEAR OPERATOR,DI BODY,SS DISC,200 WOG,BUNA LINER,DOUBLE DEAD END | 3645.86 | 59.06 | 1 | 697988649187 | 69798864918
BFV124 | 71 | ML334B D W | ML334B | 10 | BUTTERFLY VALVE,LUG,GEAR OPERATOR,DI BODY,SS DISC,200 WOG,BUNA LINER,DOUBLE DEAD END | 5412.76 | 73.6 | 1 | 697988649194 | 69798864919
BFV124 | 71 | ML334B DWJ | ML334B | 12 | BUTTERFLY VALVE,LUG,GEAR OPERATOR,DI BODY,SS DISC,200 WOG,BUNA LINER,DOUBLE DEAD END | 7053.43 | 107.218 | 1 | 697988649200 | 69798864920
BFV124 | 72 | ML334B A14 | ML334B | 14 | BUTTERFLY VALVE,LUG,GEAR OPERATOR,DI BODY,SS DISC,150 WOG,BUNA LINER | 7295.8 | 190 | 1 | 697988373013 | 69798837301
BFV124 | 72 | ML334B A16 | ML334B | 16 | BUTTERFLY VALVE,LUG,GEAR OPERATOR,DI BODY,SS DISC,150 WOG,BUNA LINER | 10426.39 | 252 | 1 | 697988373020 | 69798837302
BFV124 | 72 | ML334B A18 | ML334B | 18 | BUTTERFLY VALVE,LUG,GEAR OPERATOR,DI BODY,SS DISC,150 WOG,BUNA LINER | 13472.55 | 325 | 1 | 697988373037 | 69798837303
BFV124 | 72 | ML334B A20 | ML334B | 20 | BUTTERFLY VALVE,LUG,GEAR OPERATOR,DI BODY,SS DISC,150 WOG,BUNA LINER | 19103.16 | 416 | 1 | 697988373044 | 69798837304
BFV124 | 72 | ML334B A24 | ML334B | 24 | BUTTERFLY VALVE,LUG,GEAR OPERATOR,DI BODY,SS DISC,150 WOG,BUNA LINER | 29329.67 | 631 | 1 | 697988373051 | 69798837305
BFV124 | 72 | ML334B -30 | ML334B | 30 | BUTTERFLY VALVE,LUG,GEAR OPERATOR,DI BODY,SS DISC,150 WOG,BUNA LINER | 60835.3 | 1680 | 1 | 697988644632 | 69798864463
BFV124 | 71 | ML334B-A A U | ML334BA | 8 | BUTTERFLY VALVE,LUG,GEAR OPERATOR,DI BODY,SS DISC,200 WOG,BUNA LINER,EPOXY COATED BODY | 4169.33 | 59 | 1 | 697988704367 | 69798870436
BFV124 | 71 | ML334B-A A W | ML334BA | 10 | BUTTERFLY VALVE,LUG,GEAR OPERATOR,DI BODY,SS DISC,200 WOG,BUNA LINER,EPOXY COATED BODY | 6048.47 | 73.6 | 1 | 697988644472 | 69798864447
BFV124 | 71 | ML334B-A AWJ | ML334BA | 12 | BUTTERFLY VALVE,LUG,GEAR OPERATOR,DI BODY,SS DISC,200 WOG,BUNA LINER,EPOXY COATED BODY | 7927.48 | 103.05 | 1 | 697988704374 | 69798870437
BFV124 | 72 | ML334B-A A20 | ML334BA | 20 | BUTTERFLY VALVE,LUG,GEAR OPERATOR,DI BODY,SS DISC,150 WOG,BUNA LINER,EPOXY COATED BODY | 20163.5 | 416 | 1 | 697988644489 | 69798864448
BFV124 | 72 | ML334B-A A24 | ML334BA | 24 | BUTTERFLY VALVE,LUG,GEAR OPERATOR,DI BODY,SS DISC,150 WOG,BUNA LINER,EPOXY COATED BODY | 30390.01 | 631 | 1 | 697988644496 | 69798864449
BFV124 | 71 | ML334E D J | ML334E | 2 | BUTTERFLY VALVE,LUG,GEAR OPERATOR,DI BODY,SS DISC,200 WOG,EPDM LINER,DOUBLE DEAD END | 1402.22 | 19.7 | 1 | 697988674059 | 69798867405
BFV124 | 71 | ML334E D K | ML334E | 2 1/2 | BUTTERFLY VALVE,LUG,GEAR OPERATOR,DI BODY,SS DISC,200 WOG,EPDM LINER,DOUBLE DEAD END | 1402.22 | 19.5 | 1 | 697988674066 | 69798867406
BFV124 | 71 | ML334E D L | ML334E | 3 | BUTTERFLY VALVE,LUG,GEAR OPERATOR,DI BODY,SS DISC,200 WOG,EPDM LINER,DOUBLE DEAD END | 1579.89 | 19.7 | 1 | 697988641426 | 69798864142
BFV124 | 71 | ML334E D N | ML334E | 4 | BUTTERFLY VALVE,LUG,GEAR OPERATOR,DI BODY,SS DISC,200 WOG,EPDM LINER,DOUBLE DEAD END | 1865.07 | 26.66 | 1 | 697988633629 | 69798863362
BFV124 | 71 | ML334E D R | ML334E | 5 | BUTTERFLY VALVE,LUG,GEAR OPERATOR,DI BODY,SS DISC,200 WOG,EPDM LINER,DOUBLE DEAD END | 2318.46 | 34.34 | 1 | 697988674073 | 69798867407
BFV124 | 71 | ML334E D S | ML334E | 6 | BUTTERFLY VALVE,LUG,GEAR OPERATOR,DI BODY,SS DISC,200 WOG,EPDM LINER,DOUBLE DEAD END | 2510.09 | 34.34 | 1 | 697988633612 | 69798863361
BFV124 | 71 | ML334E D U | ML334E | 8 | BUTTERFLY VALVE,LUG,GEAR OPERATOR,DI BODY,SS DISC,200 WOG,EPDM LINER,DOUBLE DEAD END | 3645.86 | 58.74 | 1 | 697988633605 | 69798863360
BFV124 | 71 | ML334E D W | ML334E | 10 | BUTTERFLY VALVE,LUG,GEAR OPERATOR,DI BODY,SS DISC,200 WOG,EPDM LINER,DOUBLE DEAD END | 5412.76 | 83.72 | 1 | 697988674080 | 69798867408
BFV124 | 71 | ML334E DWJ | ML334E | 12 | BUTTERFLY VALVE,LUG,GEAR OPERATOR,DI BODY,SS DISC,200 WOG,EPDM LINER,DOUBLE DEAD END | 7053.43 | 111.86 | 1 | 697988633599 | 69798863359
BFV124 | 72 | ML334E A14 | ML334E | 14 | BUTTERFLY VALVE,LUG,GEAR OPERATOR,DI BODY,SS DISC,150 WOG,EPDM LINER | 7295.8 | 174 | 1 | 697988323933 | 69798832393
BFV124 | 72 | ML334E A16 | ML334E | 16 | BUTTERFLY VALVE,LUG,GEAR OPERATOR,DI BODY,SS DISC,150 WOG,EPDM LINER | 10426.39 | 252 | 1 | 697988323940 | 69798832394
BFV124 | 72 | ML334E A18 | ML334E | 18 | BUTTERFLY VALVE,LUG,GEAR OPERATOR,DI BODY,SS DISC,150 WOG,EPDM LINER | 13472.55 | 331 | 1 | 697988323957 | 69798832395
BFV124 | 72 | ML334E A20 | ML334E | 20 | BUTTERFLY VALVE,LUG,GEAR OPERATOR,DI BODY,SS DISC,150 WOG,EPDM LINER | 19103.16 | 420 | 1 | 697988323964 | 69798832396
BFV124 | 72 | ML334E A24 | ML334E | 24 | BUTTERFLY VALVE,LUG,GEAR OPERATOR,DI BODY,SS DISC,150 WOG,EPDM LINER | 29329.67 | 650 | 1 | 697988323971 | 69798832397
BFV124 | 72 | ML334E -30 | ML334E | 30 | BUTTERFLY VALVE,LUG,GEAR OPERATOR,DI BODY,SS DISC,150 WOG,EPDM LINER | 60835.3 | 1680 | 1 | 697988595514 | 69798859551
BFV124 | 72 | ML334E -36 | ML334E | 36 | BUTTERFLY VALVE,LUG,GEAR OPERATOR,DI BODY,SS DISC,150 WOG,EPDM LINER | 84370.11 | 1680 | 1 | 697988641433 | 69798864143
BFV124 | 72 | ML334E -42 | ML334E | 42 | BUTTERFLY VALVE,LUG,GEAR OPERATOR,DI BODY,SS DISC,150 WOG,EPDM LINER | 106128.69 | 1680 | 1 | 697988710191 | 69798871019
BFV124 | 71 | ML334E-A A J | ML334EA | 2 | BUTTERFLY VALVE,LUG,GEAR OPERATOR,DI BODY,SS DISC,200 WOG,EPDM LINER,EPOXY COATED BODY | 1668.67 | 17.62 | 1 | 697988345614 | 69798834561
BFV124 | 71 | ML334E-A A K | ML334EA | 2 1/2 | BUTTERFLY VALVE,LUG,GEAR OPERATOR,DI BODY,SS DISC,200 WOG,EPDM LINER,EPOXY COATED BODY | 1668.67 | 19.38 | 1 | 697988345621 | 69798834562
BFV124 | 71 | ML334E-A A L | ML334EA | 3 | BUTTERFLY VALVE,LUG,GEAR OPERATOR,DI BODY,SS DISC,200 WOG,EPDM LINER,EPOXY COATED BODY | 1911.77 | 20.2 | 1 | 697988345638 | 69798834563
BFV124 | 71 | ML334E-A A N | ML334EA | 4 | BUTTERFLY VALVE,LUG,GEAR OPERATOR,DI BODY,SS DISC,200 WOG,EPDM LINER,EPOXY COATED BODY | 2220.28 | 26.3 | 1 | 697988345645 | 69798834564
BFV124 | 71 | ML334E-A A R | ML334EA | 5 | BUTTERFLY VALVE,LUG,GEAR OPERATOR,DI BODY,SS DISC,200 WOG,EPDM LINER,EPOXY COATED BODY | 2757.81 | 27.46 | 1 | 697988345652 | 69798834565
BFV124 | 71 | ML334E-A A S | ML334EA | 6 | BUTTERFLY VALVE,LUG,GEAR OPERATOR,DI BODY,SS DISC,200 WOG,EPDM LINER,EPOXY COATED BODY | 2982.17 | 33.366 | 1 | 697988345669 | 69798834566
BFV124 | 71 | ML334E-A A U | ML334EA | 8 | BUTTERFLY VALVE,LUG,GEAR OPERATOR,DI BODY,SS DISC,200 WOG,EPDM LINER,EPOXY COATED BODY | 4169.33 | 58.42 | 1 | 697988141612 | 69798814161
BFV124 | 71 | ML334E-A A W | ML334EA | 10 | BUTTERFLY VALVE,LUG,GEAR OPERATOR,DI BODY,SS DISC,200 WOG,EPDM LINER,EPOXY COATED BODY | 6048.47 | 84.96 | 1 | 697988345676 | 69798834567
BFV124 | 71 | ML334E-A AWJ | ML334EA | 12 | BUTTERFLY VALVE,LUG,GEAR OPERATOR,DI BODY,SS DISC,200 WOG,EPDM LINER,EPOXY COATED BODY | 7927.48 | 105.4 | 1 | 697988345683 | 69798834568
BFV124 | 72 | ML334E-A A14 | ML334EA | 14 | BUTTERFLY VALVE,LUG,GEAR OPERATOR,DI BODY,SS DISC,150 WOG,EPDM LINER,EPOXY COATED BODY | 8356.14 | 174 | 1 | 697988396906 | 69798839690
BFV124 | 72 | ML334E-A A16 | ML334EA | 16 | BUTTERFLY VALVE,LUG,GEAR OPERATOR,DI BODY,SS DISC,150 WOG,EPDM LINER,EPOXY COATED BODY | 11486.72 | 240 | 1 | 697988505674 | 69798850567
BFV124 | 72 | ML334E-A A18 | ML334EA | 18 | BUTTERFLY VALVE,LUG,GEAR OPERATOR,DI BODY,SS DISC,150 WOG,EPDM LINER,EPOXY COATED BODY | 14532.86 | 332 | 1 | 697988570726 | 69798857072
BFV124 | 72 | ML334E-A A20 | ML334EA | 20 | BUTTERFLY VALVE,LUG,GEAR OPERATOR,DI BODY,SS DISC,150 WOG,EPDM LINER,EPOXY COATED BODY | 20163.5 | 420 | 1 | 697988539037 | 69798853903
BFV124 | 72 | ML334E-A A24 | ML334EA | 24 | BUTTERFLY VALVE,LUG,GEAR OPERATOR,DI BODY,SS DISC,150 WOG,EPDM LINER,EPOXY COATED BODY | 30390.01 | 684 | 1 | 697988595491 | 69798859549
BFV124 | 72 | ML334E-A -30 | ML334EA | 30 | BUTTERFLY VALVE,LUG,GEAR OPERATOR,DI BODY,SS DISC,150 WOG,EPDM LINER,EPOXY COATED BODY | 62343.28 | 1680 | 1 | 697988665316 | 69798866531
BFV124 | 72 | ML334E-A -36 | ML334EA | 36 | BUTTERFLY VALVE,LUG,GEAR OPERATOR,DI BODY,SS DISC,150 WOG,EPDM LINER,EPOXY COATED BODY | 85878.16 | 2100 | 1 | 697988665262 | 69798866526
BFV124 | 71 | ML334E-A-DA A U | ML334EADA | 8 | BUTTERFLY VALVE,LUG,GEAR OPERATOR,DI BODY,SS DISC,200 WOG,EPDM LINER,EPOXY COATED BODY,DRY ASSEMBLED | 4169.33 | 58.42 | 1 | 697988705296 | 69798870529
BFV124 | 71 | ML334E-A-DA A W | ML334EADA | 10 | BUTTERFLY VALVE,LUG,GEAR OPERATOR,DI BODY,SS DISC,200 WOG,EPDM LINER,EPOXY COATED BODY,DRY ASSEMBLED | 6048.5 | 84.96 | 1 | 697988705302 | 69798870530
BFV124 | 71 | ML334E-A-DA AWJ | ML334EADA | 12 | BUTTERFLY VALVE,LUG,GEAR OPERATOR,DI BODY,SS DISC,200 WOG,EPDM LINER,EPOXY COATED BODY,DRY ASSEMBLED | 7927.48 | 105.4 | 1 | 697988705319 | 69798870531
BFV124 | 71 | ML334H A R | ML334H | 5 | BUTTERFLY VALVE,LUG,GEAR OPERATOR,DI BODY,SS DISC,200 WOG,HYPALON LINER | 2603.58 | 25 | 1 | 697988490536 | 69798849053
BFV124 | 71 | ML334H A S | ML334H | 6 | BUTTERFLY VALVE,LUG,GEAR OPERATOR,DI BODY,SS DISC,200 WOG,HYPALON LINER | 2790.51 | 29.6 | 1 | 697988141643 | 69798814164
BFV124 | 71 | ML334H A U | ML334H | 8 | BUTTERFLY VALVE,LUG,GEAR OPERATOR,DI BODY,SS DISC,200 WOG,HYPALON LINER | 4234.84 | 46 | 1 | 697988141650 | 69798814165
BFV124 | 71 | ML334H A W | ML334H | 10 | BUTTERFLY VALVE,LUG,GEAR OPERATOR,DI BODY,SS DISC,200 WOG,HYPALON LINER | 6067.2 | 82.028 | 1 | 697988141667 | 69798814166
BFV124 | 71 | ML334NB A S | ML334NB | 6 | BUTTERFLY VALVE,LUG,GEAR OPERATOR,DI BODY,SS DISC,200 WOG,EPDM LINER,BLACK NEOPRENE LINER | 2790.51 | 34.34 | 1 | 697988697355 | 69798869735
BFV124 | 71 | ML334T A J | ML334T | 2 | BUTTERFLY VALVE,LUG,GEAR OPERATOR,DI BODY,SS DISC,200 WOG,TEFLON LINER | 2949.42 | 0 | 1 | 697988759107 | 69798875910
BFV124 | 71 | ML334T A N | ML334T | 4 | BUTTERFLY VALVE,LUG,GEAR OPERATOR,DI BODY,SS DISC,200 WOG,TEFLON LINER | 3977.83 | 22.34 | 1 | 697988675780 | 69798867578
BFV124 | 71 | ML334T A S | ML334T | 6 | BUTTERFLY VALVE,LUG,GEAR OPERATOR,DI BODY,SS DISC,200 WOG,TEFLON LINER | 5319.31 | 30 | 1 | 697988379039 | 69798837903
BFV124 | 71 | ML334T A U | ML334T | 8 | BUTTERFLY VALVE,LUG,GEAR OPERATOR,DI BODY,SS DISC,200 WOG,TEFLON LINER | 7782.55 | 49.44 | 1 | 697988379046 | 69798837904
BFV124 | 71 | ML334T A W | ML334T | 10 | BUTTERFLY VALVE,LUG,GEAR OPERATOR,DI BODY,SS DISC,200 WOG,TEFLON LINER | 10227.22 | 78 | 1 | 697988379053 | 69798837905
BFV124 | 71 | ML334T AWJ | ML334T | 12 | BUTTERFLY VALVE,LUG,GEAR OPERATOR,DI BODY,SS DISC,200 WOG,TEFLON LINER | 13387.03 | 113 | 1 | 697988379060 | 69798837906
BFV124 | 71 | ML334V A J | ML334V | 2 | BUTTERFLY VALVE,LUG,GEAR OPERATOR,DI BODY,SS DISC,200 WOG,VITON LINER | 1967.74 | 14.42 | 1 | 697988141674 | 69798814167
BFV124 | 71 | ML334V A K | ML334V | 2 1/2 | BUTTERFLY VALVE,LUG,GEAR OPERATOR,DI BODY,SS DISC,200 WOG,VITON LINER | 1967.74 | 14.5 | 1 | 697988398887 | 69798839888
BFV124 | 71 | ML334V A L | ML334V | 3 | BUTTERFLY VALVE,LUG,GEAR OPERATOR,DI BODY,SS DISC,200 WOG,VITON LINER | 2145.45 | 15 | 1 | 697988141681 | 69798814168
BFV124 | 71 | ML334V A N | ML334V | 4 | BUTTERFLY VALVE,LUG,GEAR OPERATOR,DI BODY,SS DISC,200 WOG,VITON LINER | 2547.55 | 22.34 | 1 | 697988141698 | 69798814169
BFV124 | 71 | ML334V A S | ML334V | 6 | BUTTERFLY VALVE,LUG,GEAR OPERATOR,DI BODY,SS DISC,200 WOG,VITON LINER | 3529.06 | 30 | 1 | 697988141704 | 69798814170
BFV124 | 71 | ML334V A U | ML334V | 8 | BUTTERFLY VALVE,LUG,GEAR OPERATOR,DI BODY,SS DISC,200 WOG,VITON LINER | 5426.79 | 57.588 | 1 | 697988141711 | 69798814171
BFV124 | 71 | ML334V A W | ML334V | 10 | BUTTERFLY VALVE,LUG,GEAR OPERATOR,DI BODY,SS DISC,200 WOG,VITON LINER | 7488.11 | 77.15 | 1 | 697988141728 | 69798814172
BFV124 | 71 | ML334V AWJ | ML334V | 12 | BUTTERFLY VALVE,LUG,GEAR OPERATOR,DI BODY,SS DISC,200 WOG,VITON LINER | 9633.63 | 104.35 | 1 | 697988141735 | 69798814173
BFV124 | 72 | ML334V A14 | ML334V | 14 | BUTTERFLY VALVE,LUG,GEAR OPERATOR,DI BODY,SS DISC,150 WOG,VITON LINER | 11292.29 | 190 | 1 | 697988704305 | 69798870430
BFV124 | 72 | ML334V A16 | ML334V | 16 | BUTTERFLY VALVE,LUG,GEAR OPERATOR,DI BODY,SS DISC,150 WOG,VITON LINER | 16194.67 | 250 | 1 | 697988337145 | 69798833714
BFV124 | 72 | ML334V A18 | ML334V | 18 | BUTTERFLY VALVE,LUG,GEAR OPERATOR,DI BODY,SS DISC,150 WOG,VITON LINER | 20142.19 | 325 | 1 | 697988704312 | 69798870431
BFV124 | 72 | ML334V A20 | ML334V | 20 | BUTTERFLY VALVE,LUG,GEAR OPERATOR,DI BODY,SS DISC,150 WOG,VITON LINER | 26927.43 | 416 | 1 | 697988704329 | 69798870432
BFV124 | 72 | ML334V A24 | ML334V | 24 | BUTTERFLY VALVE,LUG,GEAR OPERATOR,DI BODY,SS DISC,150 WOG,VITON LINER | 39911.43 | 631 | 1 | 697988704336 | 69798870433
BFV124 | 72 | ML334V -30 | ML334V | 30 | BUTTERFLY VALVE,LUG,GEAR OPERATOR,DI BODY,SS DISC,150 WOG,VITON LINER | 77158.7 | 975 | 1 | 697988542228 | 69798854222
BFV124 | 71 | ML334V-A A L | ML334VA | 3 | BUTTERFLY VALVE,LUG,GEAR OPERATOR,DI BODY,SS DISC,200 WOG,VITON LINER,EPOXY COATED BODY | 2477.31 | 15 | 1 | 697988589278 | 69798858927
BFV124 | 71 | ML334V-A A N | ML334VA | 4 | BUTTERFLY VALVE,LUG,GEAR OPERATOR,DI BODY,SS DISC,200 WOG,VITON LINER,EPOXY COATED BODY | 2902.71 | 22 | 1 | 697988589285 | 69798858928
BFV124 | 71 | ML334V-A A S | ML334VA | 6 | BUTTERFLY VALVE,LUG,GEAR OPERATOR,DI BODY,SS DISC,200 WOG,VITON LINER,EPOXY COATED BODY | 4001.13 | 30 | 1 | 697988585393 | 69798858539
BFV124 | 71 | ML334V-A A U | ML334VA | 8 | BUTTERFLY VALVE,LUG,GEAR OPERATOR,DI BODY,SS DISC,200 WOG,VITON LINER,EPOXY COATED BODY | 5950.23 | 57.59 | 1 | 697988638020 | 69798863802
BFV124 | 71 | ML334V-A A W | ML334VA | 10 | BUTTERFLY VALVE,LUG,GEAR OPERATOR,DI BODY,SS DISC,200 WOG,VITON LINER,EPOXY COATED BODY | 8123.85 | 77.15 | 1 | 697988638464 | 69798863846
BFV124 | 71 | ML334V-A AWJ | ML334VA | 12 | BUTTERFLY VALVE,LUG,GEAR OPERATOR,DI BODY,SS DISC,200 WOG,VITON LINER,EPOXY COATED BODY | 10507.66 | 105.4 | 1 | 697988699946 | 69798869994
BFV124 | 72 | ML334V-A A14 | ML334VA | 14 | BUTTERFLY VALVE,LUG,GEAR OPERATOR,DI BODY,SS DISC,150 WOG,VITON LINER,EPOXY COATED BODY | 12352.61 | 190 | 1 | 697988589384 | 69798858938
BFV124 | 72 | ML334V-A A24 | ML334VA | 24 | BUTTERFLY VALVE,LUG,GEAR OPERATOR,DI BODY,SS DISC,150 WOG,VITON LINER,EPOXY COATED BODY | 40971.76 | 650 | 1 | 697988549500 | 69798854950
BFV124 | 71 | ML337E A S | ML337E | 6 | BUTTERFLY VALVE,LUG,GEAR OPERATOR,DI BODY,NYLON CTD DI DISC,200 WOG,EPDM LINER | 2136.11 | 31.8 | 1 | 697988634060 | 69798863406
BFV124 | 71 | ML337E A U | ML337E | 8 | BUTTERFLY VALVE,LUG,GEAR OPERATOR,DI BODY,NYLON CTD DI DISC,200 WOG,EPDM LINER | 2762.53 | 46.6 | 1 | 697988634077 | 69798863407
BFV124 | 71 | ML337E AWJ | ML337E | 12 | BUTTERFLY VALVE,LUG,GEAR OPERATOR,DI BODY,NYLON CTD DI DISC,200 WOG,EPDM LINER | 4421.8 | 105.05 | 1 | 697988634084 | 69798863408
BFV124 | 71 | ML338ES A U | ML338ES | 8 | BUTTERFLY VALVE,LUG,GEAR OPERATOR,DI BODY,EPOXY CTD DI DISC,200 WOG,EPDM LINER,316 SS STEM | 2949.48 | 57.588 | 1 | 697988488403 | 69798848840
BFV124 | 70 | ML522E D K | ML522E | 2 1/2 | BUTTERFLY VALVE,LUG,GEAR OP W/MEM STOP,CI BODY,NCKL PLTD DI DISC,200 WOG,EPDM LINER,DOUBLE DEAD END | 1477.02 | 14.5 | 1 | 697988733213 | 69798873321
BFV124 | 70 | ML522E D U | ML522E | 8 | BUTTERFLY VALVE,LUG,GEAR OP/W MEM STOP,CI BODY,NCKL PLTD DI DISC,200 WOG,EPDM LINER,DOUBLE DEAD END | 2879.3 | 46 | 1 | 697988732551 | 69798873255
BFV124 | 70 | ML522E D W | ML522E | 10 | BUTTERFLY VALVE,LUG,GEAR OP/W MEM STOP,CI BODY,NCKL PLTD DI DISC,200 WOG,EPDM LINER,DOUBLE DEAD END | 3538.4 | 79.1 | 1 | 697988732544 | 69798873254
BFV124 | 70 | ML522E DWJ | ML522E | 12 | BUTTERFLY VALVE,LUG,GR OP/WITH MS CI BODY,NICKEL PLTD DI IRON DISC,200 WOG,EPDM LINER,DBL DEAD END | 4262.93 | 0 | 1 | 697988743281 | 69798874328
BFV124 | 77 | ML522E A14 | ML522E | 14 | BUTTERFLY VALVE,LUG,GR OP/WITH MS CI BODY,NICKEL PLTD DI IRON DISC,200 WOG,EPDM LINER,DBL DEAD END | 6208.48 | 0 | 1 | 697988743298 | 69798874329
BFV124 | 77 | ML522E A16 | ML522E | 16 | BUTTERFLY VALVE,LUG,GR OP/WITH MS CI BODY,NICKEL PLTD DI IRON DISC,200 WOG,EPDM LINER,DBL DEAD END | 7984.77 | 0 | 1 | 697988743304 | 69798874330
BFV124 | 77 | ML522E A18 | ML522E | 18 | BUTTERFLY VALVE,LUG,GR OP/WITH MS CI BODY,NICKEL PLTD DI IRON DISC,200 WOG,EPDM LINER,DBL DEAD END | 10942.36 | 0 | 1 | 697988743311 | 69798874331
BFV124 | 77 | ML522E A20 | ML522E | 20 | BUTTERFLY VALVE,LUG,GEAR W/MEMORY STOP,CI BODY,NICKEL PLTD DI IRON DISC,150 WOG,EPDM LINER | 13184.9 | 416.31 | 1 | 697988694149 | 69798869414
BFV124 | 77 | ML522E A24 | ML522E | 24 | BUTTERFLY VALVE,LUG,GR OP/WITH MS CI BODY,NICKEL PLTD DI IRON DISC,200 WOG,EPDM LINER,DBL DEAD END | 13803.18 | 0 | 1 | 697988743328 | 69798874332
BFV124 | 77 | ML522ES A18 | ML522ES | 18 | BUTTERFLY VALVE,LUG,GEAR OPERATOR W/MEM.STOP,CI BDY,NCKL PLTD DI DISC,150 WOG,EPDM LINER,316 SS STEM | 13251.41 | 328 | 1 | 697988637986 | 69798863798
BFV124 | 70 | ML522V-A A U | ML522VA | 8 | BUTTERFLY VALVE,LUG,GEAR W/MEMORY STOP,CI BODY,NICKEL PLTD DI DISC,200 WOG,VITON LINER,EPOXY CTD BDY | 5183.69 | 46 | 1 | 697988538832 | 69798853883
BFV124 | 70 | ML523B D S | ML523B | 6 | BUTTERFLY VALVE,LUG,GEAR OP W/MEM STOP,CI BODY,ALMN/BRNZ DISC,200 WOG,BUNA LINER,DOUBLE DEAD END | 2372.17 | 34.62 | 1 | 697988763906 | 69798876390
BFV124 | 70 | ML523E D K | ML523E | 2 1/2 | BUTTERFLY VALVE,LUG,GEAR W/MEMORY STOP,CI BODY,ALMN/BRNZ DISC,200 WOG,EPDM LINER,DOUBLE DEAD END | 1523.77 | 14.7 | 1 | 697988715066 | 69798871506
BFV124 | 70 | ML523E D L | ML523E | 3 | BUTTERFLY VALVE,LUG,GEAR OP W/MEM STOP,CI BODY,ALMN/BRNZ DISC,200 WOG,EPDM LINER,DOUBLE DEAD END | 1565.83 | 15.5 | 1 | 697988715325 | 69798871532
BFV124 | 70 | ML523E D N | ML523E | 4 | BUTTERFLY VALVE,LUG,GEAR W/MEMORY STOP,CI BODY,ALMN/BRNZ DISC,200 WOG,EPDM LINER,DOUBLE DEAD END | 1799.53 | 34.48 | 1 | 697988708761 | 69798870876
BFV124 | 70 | ML523E D S | ML523E | 6 | BUTTERFLY VALVE,LUG,GEAR W/MEMORY STOP,CI BODY,ALMN/BRNZ DISC,200 WOG,EPDM LINER,DOUBLE DEAD END | 2372.17 | 34.48 | 1 | 697988708754 | 69798870875
BFV124 | 70 | ML523E D U | ML523E | 8 | BUTTERFLY VALVE,LUG,GEAR OP W/MEM STOP,CI BODY,ALMN/BRNZ DISC,200 WOG,EPDM LINER,DOUBLE DEAD END | 3211.2 | 59.95 | 1 | 697988740846 | 69798874084
BFV124 | 70 | ML523E D W | ML523E | 10 | BUTTERFLY VALVE,LUG,GEAR OP W/MEM STOP,CI BODY,ALMN/BRNZ DISC,200 WOG,EPDM LINER,DOUBLE DEAD END | 3842.19 | 0 | 1 | 697988740853 | 69798874085
BFV124 | 77 | ML523E A14 | ML523E | 14 | BUTTERFLY VALVE,LUG,GEAR W/MEMORY STOP,CI BODY,ALMN/BRNZ DISC,150 WOG,EPDM LINER | 7296.51 | 177 | 1 | 697988141780 | 69798814178
BFV124 | 77 | ML523E A16 | ML523E | 16 | BUTTERFLY VALVE,LUG,GEAR W/MEMORY STOP,CI BODY,ALMN/BRNZ DISC,150 WOG,EPDM LINER | 9294.71 | 237 | 1 | 697988141797 | 69798814179
BFV124 | 77 | ML523E A18 | ML523E | 18 | BUTTERFLY VALVE,LUG,GEAR W/MEMORY STOP,CI BODY,ALMN/BRNZ DISC,150 WOG,EPDM LINER | 13096 | 339 | 1 | 697988141803 | 69798814180
BFV124 | 77 | ML523E A20 | ML523E | 20 | BUTTERFLY VALVE,LUG,GEAR W/MEMORY STOP,CI BODY,ALMN/BRNZ DISC,150 WOG,EPDM LINER | 15960.23 | 417 | 1 | 697988141810 | 69798814181
BFV124 | 77 | ML523E A24 | ML523E | 24 | BUTTERFLY VALVE,LUG,GEAR W/MEMORY STOP,CI BODY,ALMN/BRNZ DISC,150 WOG,EPDM LINER | 25748.18 | 688 | 1 | 697988141827 | 69798814182
BFV124 | 70 | ML523E-A A W | ML523EA | 10 | BUTTERFLY VALVE,LUG,GEAR W/MEMORY STOP,CI BODY,ALMN/BRNZ DISC,200 WOG,EPDM LINER,EPOXY COATED BODY | 4477.89 | 79.122 | 1 | 697988377608 | 69798837760
BFV124 | 70 | ML523E-A AWJ | ML523EA | 12 | BUTTERFLY VALVE,LUG,GEAR W/MEMORY STOP,CI BODY,ALMN/BRNZ DISC,200 WOG,EPDM LINER,EPOXY COATED BODY | 5982.97 | 107.218 | 1 | 697988377615 | 69798837761
BFV124 | 70 | ML524E D L | ML524E | 3 | BUTTERFLY VALVE,LUG,GEAR OPERATOR W/MEM STOP,CI BODY,316 SS DISC,200 WOG,EPDM LINER,DOUBLE DEAD END | 1855.63 | 20.5 | 1 | 697988766013 | 69798876601
BFV124 | 70 | ML524E D N | ML524E | 4 | BUTTERFLY VALVE,LUG,GEAR OPERATOR W/MEM STOP,CI BODY,316 SS DISC,200 WOG,EPDM LINER,DOUBLE DEAD END | 2131.35 | 26.6 | 1 | 697988765665 | 69798876566
BFV124 | 70 | ML524E D S | ML524E | 6 | BUTTERFLY VALVE,LUG,GEAR OPERATOR W/MEM STOP,CI BODY,316 SS DISC,200 WOG,EPDM LINER,DOUBLE DEAD END | 2774.18 | 34.85 | 1 | 697988745636 | 69798874563
BFV124 | 70 | ML524E D U | ML524E | 8 | BUTTERFLY VALVE,LUG,GEAR OP W/MEM STOP,CI BODY,SS DISC,200 WOG,EPDM LINER,DOUBLE DEAD END | 3987.05 | 61.75 | 1 | 697988763722 | 69798876372
BFV124 | 70 | ML524E D W | ML524E | 10 | BUTTERFLY VALVE,LUG,GEAR OP W/MEM STOP,CI BODY,SS DISC,200 WOG,EPDM LINER,DOUBLE DEAD END | 5711.88 | 0 | 1 | 697988763739 | 69798876373
BFV124 | 70 | ML524E DWJ | ML524E | 12 | BUTTERFLY VALVE,LUG,GEAR OP W/MEM STOP,CI BODY,SS DISC,200 WOG,EPDM LINER,DOUBLE DEAD END | 7291.81 | 0 | 1 | 697988763746 | 69798876374
BFV124 | 77 | ML524E A14 | ML524E | 14 | BUTTERFLY VALVE,LUG,GEAR W/MEMORY STOP,CI BODY,SS DISC,150 WOG,EPDM LINER | 8850.63 | 190 | 1 | 697988607439 | 69798860743
BFV124 | 70 | ML524V A U | ML524V | 8 | BUTTERFLY VALVE,LUG,GEAR W/MEMORY STOP,CI BODY,SS DISC,200 WOG,VITON LINER | 5767.95 | 46 | 1 | 697988638655 | 69798863865
BFV124 | 71 | ML533E D L | ML133E | 3 | BUTTERFLY VALVE,LUG,GEAR OP W/MEM STOP,DI BODY,ALMN/BRNZ DISC,200 WOG,EPDM LINER,DOUBLE DEAD END | 1645.3 | 15.5 | 1 | 697988715318 | 69798871531
BFV124 | 71 | ML533E D N | ML533E | 4 | BUTTERFLY VALVE,LUG,GEAR OPERATOR W/MEM STOP,DI BODY,ALMN/BRNZ DISC,200 WOG,EPDM LINER,DBL DEAD END | 1893.07 | 23.892 | 1 | 697988698185 | 69798869818
BFV124 | 71 | ML533E D S | ML533E | 6 | BUTTERFLY VALVE,LUG,GEAR OPERATOR W/MEM STOP,DI BODY,ALMN/BRNZ DISC,200 WOG,EPDM LINER,DBL DEAD END | 2512.32 | 32.866 | 1 | 697988698192 | 69798869819
BFV124 | 71 | ML533E D U | ML533E | 8 | BUTTERFLY VALVE,LUG,GEAR OPERATOR W/MEM STOP,DI BODY,ALMN/BRNZ DISC,200 WOG,EPDM LINER,DBL DEAD END | 3365.41 | 49.2 | 1 | 697988698208 | 69798869820
BFV124 | 71 | ML533E D W | ML533E | 10 | BUTTERFLY VALVE,LUG,GEAR W/MEMORY STOP,DI BODY,ALMN/BRNZ DISC,200 WOG,EPDM LINER | 4038.57 | 78.554 | 1 | 697988662810 | 69798866281
BFV124 | 71 | ML533E DWJ | ML533E | 12 | BUTTERFLY VALVE,LUG,GEAR W/MEMORY STOP,DI BODY,ALMN/BRNZ DISC,200 WOG,EPDM LINER | 5361.33 | 106.176 | 1 | 697988659667 | 69798865966
BFV124 | 72 | ML533E A14 | ML533E | 14 | BUTTERFLY VALVE,LUG,GEAR W/MEMORY STOP,DI BODY,ALMN/BRNZ DISC,150 WOG,EPDM LINER | 7394.15 | 176 | 1 | 697988511255 | 69798851125
BFV124 | 72 | ML533E A16 | ML533E | 16 | BUTTERFLY VALVE,LUG,GEAR W/MEMORY STOP,DI BODY,ALMN/BRNZ DISC,150 WOG,EPDM LINER | 9454.58 | 252 | 1 | 697988511378 | 69798851137
BFV124 | 77 | ML533E A18 | ML533E | 18 | BUTTERFLY VALVE,LUG,GEAR W/MEM STOP,DI BODY,ALMN/BRNZ DISC,200 WOG,EPDM LINER,NSF/ANSI 372 & 61 | 12183.97 | 0 | 1 | 697988767621 | 69798876762
BFV124 | 71 | ML533E-A A S | ML533EA | 6 | BUTTERFLY VALVE,LUG,GEAR W/MEMORY STOP,DI BODY,ALMN/BRNZ DISC,200 WOG,EPDM LINER,EPOXY COATED BODY | 2984.43 | 31.8 | 1 | 697988378018 | 69798837801
BFV124 | 71 | ML533E-A A U | ML533EA | 8 | BUTTERFLY VALVE,LUG,GEAR W/MEMORY STOP,DI BODY,ALMN/BRNZ DISC,200 WOG,EPDM LINER,EPOXY COATED BODY | 3888.9 | 56.832 | 1 | 697988378025 | 69798837802
BFV124 | 71 | ML533E-A A W | ML533EA | 10 | BUTTERFLY VALVE,LUG,GEAR W/MEMORY STOP,DI BODY,ALMN/BRNZ DISC,200 WOG,EPDM LINER,EPOXY COATED BODY | 4674.31 | 78.554 | 1 | 697988377424 | 69798837742
BFV124 | 71 | ML533E-A AWJ | ML533EA | 12 | BUTTERFLY VALVE,LUG,GEAR W/MEMORY STOP,DI BODY,ALMN/BRNZ DISC,200 WOG,EPDM LINER,EPOXY COATED BODY | 6235.36 | 106.176 | 1 | 697988377431 | 69798837743
BFV124 | 71 | ML533E-A A14 | ML533EA | 14 | BUTTERFLY VALVE,LUG,GEAR W/MEMORY STOP,DI BODY,ALMN/BRNZ DISC,150 WOG,EPDM LINER,EPOXY COATED BODY | 8454.46 | 176 | 1 | 697988681491 | 69798868149
BFV124 | 71 | ML533ES D N | ML533ES | 4 | BUTTERFLY VALVE,LUG,GEAR OPERATOR W/MEM STOP,DI BODY,SS DISC,200 WOG,EPDM LINER,DBL DEAD END | 2009.92 | 23.9 | 1 | 697988731745 | 69798873174
BFV124 | 71 | ML533ES D U | ML533ES | 8 | BUTTERFLY VALVE,LUG,GEAR OPERATOR W/MEM STOP,DI BODY,SS DISC,200 WOG,EPDM LINER,DBL DEAD END | 3589.8 | 49.2 | 1 | 697988731738 | 69798873173
BFV124 | 71 | ML533ES DWJ | ML533ES | 12 | BUTTERFLY VALVE,LUG,GEAR W/MEMORY STOP,DI BODY,SS DISC,200 WOG,EPDM LINER | 6034.39 | 106.3 | 1 | 697988731752 | 69798873175
BFV124 | 72 | ML533ES A14 | ML533ES | 14 | BUTTERFLY VALVE,LUG,GEAR W/MEMORY STOP,DI BODY,ALMN/BRNZ DISC,150 WOG,EPDM LINER,316 SS STEM | 8744.95 | 176 | 1 | 697988365421 | 69798836542
BFV124 | 71 | ML533H A N | ML533H | 4 | BUTTERFLY VALVE,LUG,GEAR W/MEMORY STOP,DI BODY,ALMN/BRNZ DISC,200 WOG,HYPALON LINER | 2103.43 | 24.05 | 1 | 697988373853 | 69798837385
BFV124 | 71 | ML533H A R | ML533H | 5 | BUTTERFLY VALVE,LUG,GEAR W/MEMORY STOP,DI BODY,ALMN/BRNZ DISC,200 WOG,HYPALON LINER | 2584.79 | 25 | 1 | 697988396715 | 69798839671
BFV124 | 71 | ML533H A U | ML533H | 8 | BUTTERFLY VALVE,LUG,GEAR OPERATOR W/MEM STOP,DI BODY,ALMN/BRNZ DISC,200 WOG,HYPALON LINER | 3954.41 | 49.15 | 1 | 697988716926 | 69798871692
BFV124 | 71 | ML533H AWJ | ML533H | 12 | BUTTERFLY VALVE,LUG,GEAR W/MEMORY STOP,DI BODY,ALMN/BRNZ DISC,200 WOG,HYPALON LINER | 6370.99 | 113 | 1 | 697988396722 | 69798839672
BFV124 | 71 | ML533V A N | ML533V | 4 | BUTTERFLY VALVE,LUG,GEAR W/MEMORY STOP,DI BODY,ALMN/BRNZ DISC,200 WOG,VITON LINER | 2575.52 | 22 | 1 | 697988585669 | 69798858566
BFV124 | 71 | ML533V A R | ML533V | 5 | BUTTERFLY VALVE,LUG,GEAR W/MEMORY STOP,DI BODY,ALMN/BRNZ DISC,200 WOG,VITON LINER | 3295.26 | 24.814 | 1 | 697988579033 | 69798857903
BFV124 | 71 | ML533V A S | ML533V | 6 | BUTTERFLY VALVE,LUG,GEAR W/MEMORY STOP,DI BODY,ALMN/BRNZ DISC,200 WOG,VITON LINER | 3531.31 | 30 | 1 | 697988577008 | 69798857700
BFV124 | 71 | ML533V AWJ | ML533V | 12 | BUTTERFLY VALVE,LUG,GEAR W/MEMORY STOP,DI BODY,ALMN/BRNZ DISC,200 WOG,VITON LINER | 7941.52 | 110.398 | 1 | 697988586048 | 69798858604
BFV124 | 71 | ML534E D L | ML534E | 3 | BUTTERFLY VALVE,LUG,GEAR OP/W MEM STOP,DI BODY,SS DISC,200 WOG,EPDM LINER,DOUBLE DEAD END | 1935.11 | 0 | 1 | 697988746756 | 69798874675
BFV124 | 71 | ML534E D N | ML534E | 4 | BUTTERFLY VALVE,LUG,GEAR W/MEM STOP,DI BODY,SS DISC,200 WOG,EPDM LINER,DOUBLE DEAD END | 2224.93 | 23.58 | 1 | 697988746367 | 69798874636
BFV124 | 71 | ML534E D R | ML534E | 5 | BUTTERFLY VALVE,LUG,GEAR W/MEMORY STOP,DI BODY,SS DISC,200 WOG,EPDM LINER | 2682.95 | 27.46 | 1 | 697988636989 | 69798863698
BFV124 | 71 | ML534E D S | ML534E | 6 | BUTTERFLY VALVE,LUG,GEAR W/MEM STOP,DI BODY,SS DISC,200 WOG,EPDM LINER,DOUBLE DEAD END | 2919.08 | 0 | 1 | 697988746244 | 69798874624
BFV124 | 71 | ML534E D U | ML534E | 8 | BUTTERFLY VALVE,LUG,GEAR W/MEMORY STOP,DI BODY,SS DISC,200 WOG,EPDM LINER | 4141.33 | 49.4 | 1 | 697988697447 | 69798869744
BFV124 | 71 | ML534E D W | ML534E | 10 | BUTTERFLY VALVE,LUG,GEAR W/MEMORY STOP,DI BODY,SS DISC,200 WOG,EPDM LINER | 5908.18 | 74.3 | 1 | 697988697454 | 69798869745
BFV124 | 71 | ML534E DWJ | ML534E | 12 | BUTTERFLY VALVE,LUG,GEAR W/MEMORY STOP,DI BODY,SS DISC,200 WOG,EPDM LINER | 7544.19 | 100.9 | 1 | 697988697461 | 69798869746
BFV124 | 72 | ML534E A14 | ML534E | 14 | BUTTERFLY VALVE,LUG,GEAR OP W/MEM STOP,DI BODY,SS DISC,150 WOG,BUNA LINER | 8522.07 | 171 | 1 | 697988377011 | 69798837701
BFV124 | 72 | ML534E A18 | ML534E | 18 | BUTTERFLY VALVE,LUG,GEAR OPERATOR W/MEMORY STOP,DI BODY,SS DISC,150 WOG,EPDM LINER | 15365.16 | 2587.985 | 1 | 697988377035 | 69798837703
BFV124 | 71 | ML534V-A A S | ML534VA | 6 | BUTTERFLY VALVE,LUG,GEAR W/MEMORY STOP,DI BODY,SS DISC,200 WOG,VITON LINER,EPOXY COATED BODY | 4410.13 | 60.8 | 1 | 697988664012 | 69798866401
BFV124 | 70 | ML922B D S | ML922B | 6 | BUTTERFLY VALVE,LUG,GEAR OP W/LOCK,CI BODY,NICKEL PLTD DI IRON DISC,200 WOG,BUNA LINER,DBL DEAD END | 2089.46 | 0 | 1 | 697988728967 | 69798872896
BFV124 | 70 | ML922B D U | ML922B | 8 | BUTTERFLY VALVE,LUG,GEAR OP W/LOCKOUT CI BD,NICKEL PLTD DI IRON DISC,200 WOG,BUNA LINER,DBL DEAD END | 2654.99 | 60 | 1 | 697988728776 | 69798872877
BFV124 | 70 | ML922B D W | ML922B | 10 | BUTTERFLY VALVE,LUG,GEAR OP W/LOCKOUT CI BD,NICKEL PLTD DI IRON DISC,200 WOG,BUNA LINER,DBL DEAD END | 3309.4 | 76 | 1 | 697988728769 | 69798872876
BFV124 | 70 | ML922B DWJ | ML922B | 12 | BUTTERFLY VALVE,LUG,GEAR OP W/LOCKOUT CI BD,NICKEL PLTD DI IRON DISC,200 WOG,BUNA LINER,DBL DEAD END | 4038.57 | 111 | 1 | 697988728752 | 69798872875
BFV124 | 70 | ML923B D L | ML923B | 3 | BUTTERFLY VALVE,LUG,GEAR OPERATOR W/LCKOUT,CI BODY,ALMN/BRNZ DISC,200 WOG,BUNA LINER,DOUBLE DEAD END | 1481.74 | 19.5 | 1 | 697988745599 | 69798874559
BFV124 | 70 | ML923B D N | ML923B | 4 | BUTTERFLY VALVE,LUG,GEAR W/LOCKOUT,CI BODY,ALMN/BRNZ DISC,200 WOG,BUNA LINER,DOUBLE DEAD END | 1701.45 | 25.2 | 1 | 697988745605 | 69798874560
BFV124 | 70 | ML923B D S | ML923B | 6 | BUTTERFLY VALVE,LUG,GEAR W/LOCKOUT,CI BODY,ALMN/BRNZ DISC,200 WOG,BUNA LINER,DOUBLE DEAD END | 2229.6 | 34.5 | 1 | 697988745537 | 69798874553
BFV124 | 70 | ML923B D U | ML923B | 8 | BUTTERFLY VALVE,LUG,GEAR W/LOCKOUT,CI BODY,ALMN/BRNZ DISC,200 WOG,BUNA LINER,DOUBLE DEAD END | 2986.88 | 58.05 | 1 | 697988745612 | 69798874561
BFV124 | 70 | ML923B D W | ML923B | 10 | BUTTERFLY VALVE,LUG,GEAR W/LOCKOUT,CI BODY,ALMN/BRNZ DISC,200 WOG,BUNA LINER,DOUBLE DEAD END | 3617.88 | 0 | 1 | 697988745544 | 69798874554
BFV124 | 70 | ML923B DWJ | ML923B | 12 | BUTTERFLY VALVE,LUG,GEAR W/LOCKOUT,CI BODY,ALMN/BRNZ DISC,200 WOG,BUNA LINER,DOUBLE DEAD END | 4879.97 | 0 | 1 | 697988745551 | 69798874555
BFV124 | 77 | ML923B A14 | ML923B | 14 | BUTTERFLY VALVE,LUG,GEAR OPERATOR W/LOCKOUT,CI BODY,ALMN/BRNZ DISC,150 WOG,BUNA LINER | 6394.39 | 190 | 1 | 697988745575 | 69798874557
BFV124 | 77 | ML923B A16 | ML923B | 16 | BUTTERFLY VALVE,LUG,GEAR OPERATOR W/LOCKOUT,CI BODY,ALMN/BRNZ DISC,150 WOG,BUNA LINER | 9236.33 | 0 | 1 | 697988745582 | 69798874558
BFV124 | 77 | ML923B A20 | ML923B | 20 | BUTTERFLY VALVE,LUG,GEAR OPERATOR WITH LOCKOUT,CI BODY,ALMN/BRNZ DISC,150 WOG,BUNA LINER | 14401.3 | 412 | 1 | 697988697188 | 69798869718
BFV124 | 77 | ML923B A24 | ML923B | 24 | BUTTERFLY VALVE,LUG,GEAR W/LOCKOUT,CI BODY,ALMN/BRNZ DISC,150 WOG,BUNA LINER | 25591.46 | 0 | 1 | 697988745520 | 69798874552
BFV124 | 77 | ML923B-A A16 | ML923BA | 16 | BUTTERFLY VALVE,LUG,GEAR W/LOCKOUT,CI BODY,ALMN/BRNZ DISC,150 WOG,BUNA LINER,EPOXY COATED BODY | 10296.63 | 237 | 1 | 697988696853 | 69798869685
BFV124 | 77 | ML923BS A14 | ML923BS | 14 | BUTTERFLY VALVE,LUG,GEAR W/LOCKOUT,CI BODY,ALMN/BRNZ DISC,150 WOG,BUNA LINER,316 SS STEM | 7745.2 | 191 | 1 | 697988588257 | 69798858825
BFV124 | 77 | ML923BS A16 | ML923BS | 16 | BUTTERFLY VALVE,LUG,GEAR W/LOCKOUT,CI BODY,ALMN/BRNZ DISC,150 WOG,BUNA LINER,316 SS STEM | 10727.41 | 253 | 1 | 697988588264 | 69798858826
BFV124 | 77 | ML923BS A18 | ML923BS | 18 | BUTTERFLY VALVE,LUG,GEAR W/LOCKOUT,CI BODY,ALMN/BRNZ DISC,150 WOG,BUNA LINER,316 SS STEM | 13690.82 | 326 | 1 | 697988588271 | 69798858827
BFV124 | 70 | ML923E D S | ML923E | 6 | BUTTERFLY VALVE,LUG,GEAR W/LOCKOUT,CI BODY,ALMN/BRNZ DISC,200 WOG,EPDM LINER,DOUBLE DEAD END | 2229.6 | 0 | 1 | 697988746800 | 69798874680
BFV124 | 77 | ML923E A14 | ML923E | 14 | BUTTERFLY VALVE,LUG,GEAR W/LOCKOUT,CI BODY,ALMN/BRNZ DISC,150 WOG,EPDM LINER | 6394.39 | 191 | 1 | 697988592308 | 69798859230
BFV124 | 77 | ML923E A16 | ML923E | 16 | BUTTERFLY VALVE,LUG,GEAR W/LOCKOUT,CI BODY,ALMN/BRNZ DISC,150 WOG,EPDM LINER | 9236.3 | 237 | 1 | 697988610408 | 69798861040
BFV124 | 77 | ML923E A18 | ML923E | 18 | BUTTERFLY VALVE,LUG,GEAR W/LOCKOUT,CI BODY,ALMN/BRNZ DISC,150 WOG,EPDM LINER | 11381.72 | 334 | 1 | 697988610415 | 69798861041
BFV124 | 77 | ML923E A20 | ML923E | 20 | BUTTERFLY VALVE,LUG,GEAR W/LOCKOUT,CI BODY,ALMN/BRNZ DISC,150 WOG,EPDM LINER | 14401.3 | 412 | 1 | 697988612815 | 69798861281
BFV124 | 70 | ML923ES D L | ML923ES | 3 | BUTTERFLY VALVE,LUG,GEAR OP W/LOCKOUT,SS BODY,ALMN/BRNZ DISC,200 WOG,EPDM LINER,DOUBLE DEAD END | 1579.93 | 0 | 1 | 697988759169 | 69798875916
BFV124 | 70 | ML923V A N | ML923V | 4 | BUTTERFLY VALVE,LUG,GEAR W/LOCKOUT,CI BODY,ALMN/BRNZ DISC,200 WOG,VITON LINER | 2383.9 | 13 | 1 | 697988666009 | 69798866600
BFV124 | 70 | ML924E D U | ML924E | 8 | BUTTERFLY VALVE,LUG,GEAR W/LOCKOUT,CI BODY,SS DISC,200 WOG,EPDM LINER | 3762.82 | 59.72 | 1 | 697988646865 | 69798864686
BFV124 | 70 | ML924E-A A S | ML924EA | 6 | BUTTERFLY VALVE,LUG,GEAR W/LOCKOUT,CI BODY,SS DISC,200 WOG,EPDM LINER,EPOXY COATED BODY | 3108.38 | 35.32 | 1 | 697988644335 | 69798864433
BFV124 | 70 | ML924E-A A U | ML924EA | 8 | BUTTERFLY VALVE,LUG,GEAR W/LOCKOUT,CI BODY,SS DISC,200 WOG,EPDM LINER,EPOXY COATED BODY | 4286.28 | 59.77 | 1 | 697988650497 | 69798865049
BFV124 | 70 | ML924E-A A W | ML924EA | 10 | BUTTERFLY VALVE,LUG,GEAR W/LOCKOUT,CI BODY,SS DISC,200 WOG,EPDM LINER,EPOXY COATED BODY | 6118.57 | 82.03 | 1 | 697988648197 | 69798864819
BFV124 | 70 | ML924E-A AWJ | ML924EA | 12 | BUTTERFLY VALVE,LUG,GEAR W/LOCKOUT,CI BODY,SS DISC,200 WOG,EPDM LINER,EPOXY COATED BODY | 7941.48 | 121 | 1 | 697988645561 | 69798864556
BFV124 | 70 | ML924V A S | ML924E | 6 | BUTTERFLY VALVE,LUG,GEAR OPERATOR W/LOCKOUT,CI BODY,316 SS DISC,200 WOG,VITON LINER | 3655.28 | 0 | 1 | 697988759183 | 69798875918
BFV124 | 70 | ML924V A U | ML924E | 8 | BUTTERFLY VALVE,LUG,GEAR OPERATOR W/LOCKOUT,CI BODY,316 SS DISC,200 WOG,VITON LINER | 5543.73 | 0 | 1 | 697988759190 | 69798875919
BFV124 | 70 | ML924V A W | ML924E | 10 | BUTTERFLY VALVE,LUG,GEAR OPERATOR WITH LOCKOUT,CI BODY,316 SS DISC,200 WOG,VITON LINER | 7558.28 | 0 | 1 | 697988759206 | 69798875920
BFV124 | 70 | ML924V AWJ | ML924E | 12 | BUTTERFLY VALVE,LUG,GEAR OPERATOR WITH LOCKOUT,CI BODY,316 SS DISC,200 WOG,VITON LINER | 9647.69 | 0 | 1 | 697988759213 | 69798875921
BFV124 | 72 | ML932B A24 | ML932B | 24 | BUTTERFLY VALVE,LUG,GEAR W/LOCKOUT,DI BODY,NICKEL PLTD DI DISC,150 WOG,BUNA LINER | 20769.08 | 693 | 1 | 697988644946 | 69798864494
BFV124 | 72 | ML932E A18 | ML932E | 18 | BUTTERFLY VALVE,LUG,GEAR W/LOCKOUT,DI BODY,NICKEL PLTD DI DISC,150 WOG,EPDM LINER | 9521.13 | 334 | 1 | 697988607279 | 69798860727
BFV124 | 71 | ML933B D U | ML933B | 8 | BUTTERFLY VALVE,LUG,GEAR W/LOCKOUT,DI BODY,ALMN/BRNZ DI DISC,200 WOG,BUNA LINER | 3141.15 | 56.774 | 1 | 697988665392 | 69798866539
BFV124 | 71 | ML933E D J | ML933E | 2 | BUTTERFLY VALVE,LUG,GEAR W/LOCKOUT,DI BODY,ALMN/BRNZ DISC,200 WOG,EPDM LINER,DDE,NSF/ANSI 372 & 61 | 1495.74 | 0 | 1 | 697988759930 | 69798875993
BFV124 | 71 | ML933E D K | ML933E | 2 1/2 | BUTTERFLY VALVE,LUG,GEAR W/LOCKOUT,DI BODY,ALMN/BRNZ DISC,200 WOG,EPDM LINER,DDE,NSF/ANSI 372 & 61 | 1495.74 | 0 | 1 | 697988759947 | 69798875994
BFV124 | 71 | ML933E D L | ML933E | 3 | BUTTERFLY VALVE,LUG,GEAR W/LOCKOUT,DI BODY,ALMN/BRNZ DISC,200 WOG,EPDM LINER,DDE,NSF/ANSI 372 & 61 | 1561.17 | 0 | 1 | 697988759954 | 69798875995
BFV124 | 71 | ML933E D N | ML933E | 4 | BUTTERFLY VALVE,LUG,GEAR W/LOCKOUT,DI BODY,ALMN/BRNZ DISC,200 WOG,EPDM LINER,DDE,NSF/ANSI 372 & 61 | 1799.61 | 0 | 1 | 697988759961 | 69798875996
BFV124 | 71 | ML933E D S | ML933E | 6 | BUTTERFLY VALVE,LUG,GEAR W/LOCKOUT,DI BODY,ALMN/BRNZ DISC,200 WOG,EPDM LINER,DDE,NSF/ANSI 372 & 61 | 2369.89 | 0 | 1 | 697988759817 | 69798875981
BFV124 | 71 | ML933E D U | ML933E | 8 | BUTTERFLY VALVE,LUG,GEAR W/LOCKOUT,DI BODY,ALMN/BRNZ DI DISC,200 WOG,EPDM LINER,DOUBLE DEAD END | 3141.15 | 56.774 | 1 | 697988663602 | 69798866360
BFV124 | 71 | ML933E D W | ML933E | 10 | BUTTERFLY VALVE,LUG,GEAR W/LOCKOUT,DI BODY,ALMN/BRNZ DI DISC,200 WOG,EPDM LINER,DOUBLE DEAD END | 3814.23 | 78.554 | 1 | 697988663596 | 69798866359
BFV124 | 71 | ML933E DWJ | ML933E | 12 | BUTTERFLY VALVE,LUG,GEAR W/LCKOUT,DI BODY,ALMN/BRNZ DISC,200 WOG,EPDM LINER,DDE,NSF/ANSI 372 & 61 | 5136.96 | 111.4 | 1 | 697988732261 | 69798873226
BFV124 | 72 | ML933E A14 | ML933E | 14 | BUTTERFLY VALVE,LUG,GEAR W/LOCKOUT,DI BODY,ALMN/BRNZ DI DISC,150 WOG,EPDM LINER | 6429.82 | 176 | 1 | 697988663619 | 69798866361
BFV124 | 72 | ML933E A16 | ML933E | 16 | BUTTERFLY VALVE,LUG,GEAR WITH LOCKOUT,DI BODY,ALMN/BRNZ DISC,200 WOG,EPDM LINER,NSF/ANSI 372 & 61 | 9276.29 | 0 | 1 | 697988741744 | 69798874174
BFV124 | 72 | ML933E A20 | ML933E | 20 | BUTTERFLY VALVE,LUG,GEAR W/LOCKOUT,DI BODY,ALMN/BRNZ DI DISC,150 WOG,EPDM LINER | 14467.92 | 413 | 1 | 697988663626 | 69798866362
BFV124 | 72 | ML933E A24 | ML933E | 24 | BUTTERFLY VALVE,LUG,GEAR W/LOCKOUT,DI BODY,ALMN/BRNZ DISC,200 WOG,EPDM LINER,NSF/ANSI 372 & 61 | 25875.7 | 0 | 1 | 697988740631 | 69798874063
BFV124 | 71 | ML933E-A A S | ML933EA | 6 | BUTTERFLY VALVE,LUG,GEAR OP W/LOCK,DI BODY,ALMN/BRNZ DISC,200 WOG,EPDM LINER,NSF/ANSI 372 & 61,EPOXY | 2841.95 | 34.5 | 1 | 697988730151 | 69798873015
BFV124 | 71 | ML933E-A A U | ML933EA | 8 | BUTTERFLY VALVE,LUG,GEAR OP W/LOCK,DI BODY,ALMN/BRNZ DISC,200 WOG,EPDM LINER,NSF/ANSI 372 & 61,EPOXY | 3664.63 | 58.05 | 1 | 697988730168 | 69798873016
BFV124 | 71 | ML933E-A A W | ML933EA | 10 | BUTTERFLY VALVE,LUG,GEAR OP W/LOCK,DI BODY,ALMN/BRNZ DISC,200 WOG,EPDM LINER,NSF/ANSI 372 & 61,EPOXY | 4449.93 | 78.6 | 1 | 697988730175 | 69798873017
BFV124 | 71 | ML933E-A AWJ | ML933EA | 12 | BUTTERFLY VALVE,LUG,GEAR OP W/LOCK,DI BODY,ALMN/BRNZ DISC,200 WOG,EPDM LINER,NSF/ANSI 372 & 61,EPOXY | 6011.02 | 111.4 | 1 | 697988730182 | 69798873018
BFV124 | 72 | ML933E-A A14 | ML933EA | 14 | BUTTERFLY VALVE,LUG,GEAR W/LOCKOUT,DI BODY,ALMN/BRNZ DI DISC,150 WOG,EPDM LINER,EPOXY COATED | 7490.16 | 0 | 1 | 697988733732 | 69798873373
BFV124 | 72 | ML933E-A A20 | ML933EA | 20 | BUTTERFLY VALVE,LUG,GEAR OP W/LOCK,DI BODY,ALMN/BRNZ DISC,200 WOG,EPDM LINER,NSF/ANSI 372 & 61,EPOXY | 15528.24 | 42.1 | 1 | 697988731332 | 69798873133
BFV124 | 70 | ML933ES D L | ML933ES | 3 | BUTTERFLY VALVE,LUG,GEAR W/LO,DI BODY,ALMN/BRNZ DISC,200 WOG,316 SS DISC,EPDM,DDE,NSF/ANSI 372 & 61 | 1659.35 | 0 | 1 | 697988763951 | 69798876395
BFV124 | 70 | ML933ES D N | ML933ES | 4 | BUTTERFLY VALVE,LUG,GEAR OP W/LOCKOUT,DI BODY,ALMN/BRNZ DISC,200 WOG,EPDM LNR,316 SS STM,DDE | 1916.48 | 0 | 1 | 697988767072 | 69798876707
BFV124 | 71 | ML933ES D S | ML933ES | 6 | BUTTERFLY VALVE,LUG,GEAR OP W/LOCKOUT,DI BODY,ALMN/BRNZ DISC,200 WOG,EPDM LNR,316 SS STM,DDE | 2528.82 | 34.44 | 1 | 697988766112 | 69798876611
BFV124 | 71 | ML933ES D W | ML933ES | 10 | BUTTERFLY VALVE,LUG,GEAR OP W/LOCKOUT,DI BODY,ALMN/BRNZ DISC,200 WOG,EPDM LNR,316 SS STM,DDE | 4244.28 | 84.62 | 1 | 697988765900 | 69798876590
BFV124 | 71 | ML934B D S | ML934B | 6 | BUTTERFLY VALVE,LUG,GEAR OPERATOR W/PAD LOCK,DI BODY,SS DISC,200 WOG,BUNA LINER,DOUBLE DEAD END | 2776.54 | 34.9 | 1 | 697988722668 | 69798872266
BFV124 | 71 | ML934B D U | ML934B | 8 | BUTTERFLY VALVE,LUG,GEAR OPERATOR W/PAD LOCK,DI BODY,SS DISC,200 WOG,BUNA LINER,DOUBLE DEAD END | 3912.29 | 59.1 | 1 | 697988722675 | 69798872267
BFV124 | 71 | ML934B D W | ML934B | 10 | BUTTERFLY VALVE,LUG,GEAR OPERATOR W/PAD LOCK,DI BODY,SS DISC,200 WOG,BUNA LINER,DOUBLE DEAD END | 5679.24 | 73.7 | 1 | 697988722682 | 69798872268
BFV124 | 71 | ML934B DWJ | ML934B | 12 | BUTTERFLY VALVE,LUG,GEAR OPERATOR W/LOCKOUT,DI BODY,SS DISC,200 WOG,BUNA LINER,DOUBLE DEAD END | 7319.88 | 107.3 | 1 | 697988745674 | 69798874567
BFV124 | 72 | ML934B A14 | ML934B | 14 | BUTTERFLY VALVE,LUG,GEAR OPERATOR W/LOCKOUT,DI BODY,SS DISC,150 WOG,BUNA LINER | 7562.25 | 191 | 1 | 697988745650 | 69798874565
BFV124 | 72 | ML934B A20 | ML934B | 20 | BUTTERFLY VALVE,LUG,GEAR OPERATOR W/LOCKOUT,DI BODY,SS DISC,150 WOG,BUNA LINER | 19383.56 | 417 | 1 | 697988745667 | 69798874566
BFV124 | 71 | ML934E D N | ML934E | 4 | BUTTERFLY VALVE,LUG,GEAR OPERATOR W/LOCKOUT,DI BODY,SS DISC,200 WOG,EPDM LINER,DOUBLE DEAD END | 2131.51 | 0 | 1 | 697988746619 | 69798874661
BFV124 | 71 | ML934E D S | ML934E | 6 | BUTTERFLY VALVE,LUG,GEAR OPERATOR W/LOCKOUT,DI BODY,SS DISC,200 WOG,EPDM LINER,DOUBLE DEAD END | 2776.54 | 0 | 1 | 697988767515 | 69798876751
BFV124 | 71 | ML934E D U | ML934E | 8 | BUTTERFLY VALVE,LUG,GEAR W/LOCKOUT,DI BODY,SS DISC,200 WOG,EPDM LINER,DOUBLE DEAD END | 3912.31 | 59.75 | 1 | 697988745445 | 69798874544
BFV124 | 71 | ML934E D W | ML934E | 10 | BUTTERFLY VALVE,LUG,GEAR OPERATOR W/LOCKOUT,DI BODY,SS DISC,200 WOG,EPDM LINER,DOUBLE DEAD END | 5679.21 | 0 | 1 | 697988765559 | 69798876555
BFV124 | 72 | ML934E A14 | ML934E | 14 | BUTTERFLY VALVE,LUG,GEAR OPERATOR W/LOCK OUT,DI BODY,SS DISC,150 WOG,EPDM LINER | 7562.25 | 0 | 1 | 697988765566 | 69798876556
BFV124 | 72 | ML934E A16 | ML934E | 16 | BUTTERFLY VALVE,LUG,GEAR OPERATOR W/LOCK OUT,DI BODY,SS DISC,150 WOG,EPDM LINER | 10692.84 | 0 | 1 | 697988765573 | 69798876557
BFV124 | 72 | ML934E A18 | ML934E | 18 | BUTTERFLY VALVE,LUG,GEAR OPERATOR W/LOCKOUT,DI BODY,SS DISC,150 WOG,EPDM LINER | 13752.96 | 0 | 1 | 697988765580 | 69798876558
BFV124 | 72 | ML934E A20 | ML934E | 18 | BUTTERFLY VALVE,LUG,GEAR OPERATOR W/LOCKOUT,DI BODY,SS DISC,150 WOG,EPDM LINER | 19383.57 | 0 | 1 | 697988765597 | 69798876559
BFV124 | 72 | ML934E A24 | ML934E | 24 | BUTTERFLY VALVE,LUG,GEAR OPERATOR W/LOCKOUT,DI BODY,SS DISC,150 WOG,EPDM LINER | 29610.08 | 650 | 1 | 697988703735 | 69798870373
BFV124 | 71 | ML934V A N | ML934V | 4 | BUTTERFLY VALVE,LUG,GEAR W/LOCKOUT,DI BODY,SS DISC,200 WOG,VITON LINER | 2813.99 | 13 | 1 | 697988710092 | 69798871009
BFV124 | 71 | ML934V A S | ML934V | 6 | BUTTERFLY VALVE,LUG,GEAR W/LOCKOUT,DI BODY,SS DISC,200 WOG,VITON LINER | 3795.54 | 13 | 1 | 697988710108 | 69798871010
BFV124 | 71 | ML937E A S | ML937E | 6 | BUTTERFLY VALVE,LUG,GEAR OPERATOR W/LOCKOUT,DI BODY,NYLON CTD DI DISC,200 WOG,EPDM LINER | 2402.56 | 0 | 1 | 697988769106 | 69798876910
BFV124 | 70 | MW122B A J | MW122B | 2 | BUTTERFLY VALVE,WAFER,BARE STEM,CI BODY,NCKL PLTD DI DISC,200 WOG,BUNA LINER | 434.71 | 6.18 | 1 | 697988142756 | 69798814275
BFV124 | 70 | MW122B A K | MW122B | 2 1/2 | BUTTERFLY VALVE,WAFER,BARE STEM,CI BODY,NCKL PLTD DI DISC,200 WOG,BUNA LINER | 434.71 | 7.798 | 1 | 697988142763 | 69798814276
BFV124 | 70 | MW122B A L | MW122B | 3 | BUTTERFLY VALVE,WAFER,BARE STEM,CI BODY,NCKL PLTD DI DISC,200 WOG,BUNA LINER | 472.08 | 7.846 | 1 | 697988142770 | 69798814277
BFV124 | 70 | MW122B A N | MW122B | 4 | BUTTERFLY VALVE,WAFER,BARE STEM,CI BODY,NCKL PLTD DI DISC,200 WOG,BUNA LINER | 579.6 | 10.658 | 1 | 697988142787 | 69798814278
BFV124 | 70 | MW122B A R | MW122B | 5 | BUTTERFLY VALVE,WAFER,BARE STEM,CI BODY,NCKL PLTD DI DISC,200 WOG,BUNA LINER | 808.64 | 15 | 1 | 697988142794 | 69798814279
BFV124 | 70 | MW122B A S | MW122B | 6 | BUTTERFLY VALVE,WAFER,BARE STEM,CI BODY,NCKL PLTD DI DISC,200 WOG,BUNA LINER | 1028.36 | 18.074 | 1 | 697988142800 | 69798814280
BFV124 | 70 | MW122B A U | MW122B | 8 | BUTTERFLY VALVE,WAFER,BARE STEM,CI BODY,NCKL PLTD DI DISC,200 WOG,BUNA LINER | 1416.32 | 39.25 | 1 | 697988142817 | 69798814281
BFV124 | 70 | MW122B A W | MW122B | 10 | BUTTERFLY VALVE,WAFER,BARE STEM,CI BODY,NCKL PLTD DI DISC,200 WOG,BUNA LINER | 2042.6 | 46.24 | 1 | 697988142824 | 69798814282
BFV124 | 70 | MW122B AWJ | MW122B | 12 | BUTTERFLY VALVE,WAFER,BARE STEM,CI BODY,NCKL PLTD DI DISC,200 WOG,BUNA LINER | 2757.77 | 73.98 | 1 | 697988142831 | 69798814283
BFV124 | 77 | MW122B A14 | MW122B | 14 | BUTTERFLY VALVE,WAFER,BARE STEM,CI BODY,NCKL PLTD DI DISC,150 WOG,BUNA LINER | 4107.46 | 160 | 1 | 697988142848 | 69798814284
BFV124 | 77 | MW122B A16 | MW122B | 16 | BUTTERFLY VALVE,WAFER,BARE STEM,CI BODY,NCKL PLTD DI DISC,150 WOG,BUNA LINER | 5772.64 | 210 | 1 | 697988142855 | 69798814285
BFV124 | 77 | MW122B A18 | MW122B | 18 | BUTTERFLY VALVE,WAFER,BARE STEM,CI BODY,NCKL PLTD DI DISC,150 WOG,BUNA LINER | 7326.89 | 260 | 1 | 697988142862 | 69798814286
BFV124 | 77 | MW122B A20 | MW122B | 20 | BUTTERFLY VALVE,WAFER,BARE STEM,CI BODY,NCKL PLTD DI DISC,150 WOG,BUNA LINER | 9547.14 | 340 | 1 | 697988142879 | 69798814287
BFV124 | 77 | MW122B A24 | MW122B | 24 | BUTTERFLY VALVE,WAFER,BARE STEM,CI BODY,NCKL PLTD DI DISC,150 WOG,BUNA LINER | 15408.65 | 590 | 1 | 697988324510 | 69798832451
BFV124 | 70 | MW122B-A A S | MW122BA | 6 | BUTTERFLY VALVE,WAFER,BARE STEM,CI BODY,NCKL PLTD DI DISC,200 WOG,BUNA LINER,EPOXY COATED | 1500.44 | 18.07 | 1 | 697988705678 | 69798870567
BFV124 | 70 | MW122E A J | MW122E | 2 | BUTTERFLY VALVE,WAFER,BARE STEM,CI BODY,NCKL PLTD DI DISC,200 WOG,EPDM LINER | 434.71 | 6.3 | 1 | 697988143098 | 69798814309
BFV124 | 70 | MW122E A K | MW122E | 2 1/2 | BUTTERFLY VALVE,WAFER,BARE STEM,CI BODY,NCKL PLTD DI DISC,200 WOG,EPDM LINER | 434.71 | 8.1 | 1 | 697988143104 | 69798814310
BFV124 | 70 | MW122E A L | MW122E | 3 | BUTTERFLY VALVE,WAFER,BARE STEM,CI BODY,NCKL PLTD DI DISC,200 WOG,EPDM LINER | 472.08 | 7.868 | 1 | 697988143111 | 69798814311
BFV124 | 70 | MW122E A N | MW122E | 4 | BUTTERFLY VALVE,WAFER,BARE STEM,CI BODY,NCKL PLTD DI DISC,200 WOG,EPDM LINER | 579.6 | 10.54 | 1 | 697988143128 | 69798814312
BFV124 | 70 | MW122E A R | MW122E | 5 | BUTTERFLY VALVE,WAFER,BARE STEM,CI BODY,NCKL PLTD DI DISC,200 WOG,EPDM LINER | 808.64 | 14.95 | 1 | 697988143135 | 69798814313
BFV124 | 70 | MW122E A S | MW122E | 6 | BUTTERFLY VALVE,WAFER,BARE STEM,CI BODY,NCKL PLTD DI DISC,200 WOG,EPDM LINER | 1028.36 | 18.9 | 1 | 697988143142 | 69798814314
BFV124 | 70 | MW122E A U | MW122E | 8 | BUTTERFLY VALVE,WAFER,BARE STEM,CI BODY,NCKL PLTD DI DISC,200 WOG,EPDM LINER | 1416.32 | 30.254 | 1 | 697988143159 | 69798814315
BFV124 | 70 | MW122E A W | MW122E | 10 | BUTTERFLY VALVE,WAFER,BARE STEM,CI BODY,NCKL PLTD DI DISC,200 WOG,EPDM LINER | 2042.6 | 46.48 | 1 | 697988143166 | 69798814316
BFV124 | 70 | MW122E AWJ | MW122E | 12 | BUTTERFLY VALVE,WAFER,BARE STEM,CI BODY,NCKL PLTD DI DISC,200 WOG,EPDM LINER | 2757.77 | 76.45 | 1 | 697988143173 | 69798814317
BFV124 | 77 | MW122E A14 | MW122E | 14 | BUTTERFLY VALVE,WAFER,BARE STEM,CI BODY,NCKL PLTD DI DISC,150 WOG,EPDM LINER | 4107.46 | 160 | 1 | 697988143180 | 69798814318
BFV124 | 77 | MW122E A16 | MW122E | 16 | BUTTERFLY VALVE,WAFER,BARE STEM,CI BODY,NCKL PLTD DI DISC,150 WOG,EPDM LINER | 5772.64 | 210 | 1 | 697988143197 | 69798814319
BFV124 | 77 | MW122E A18 | MW122E | 18 | BUTTERFLY VALVE,WAFER,BARE STEM,CI BODY,NCKL PLTD DI DISC,150 WOG,EPDM LINER | 7326.89 | 300 | 1 | 697988668652 | 69798866865
BFV124 | 77 | MW122E A20 | MW122E | 20 | BUTTERFLY VALVE,WAFER,BARE STEM,CI BODY,NCKL PLTD DI DISC,150 WOG,EPDM LINER | 9547.14 | 340 | 1 | 697988348295 | 69798834829
BFV124 | 77 | MW122E A24 | MW122E | 24 | BUTTERFLY VALVE,WAFER,BARE STEM,CI BODY,NCKL PLTD DI DISC,150 WOG,EPDM LINER | 15408.65 | 590 | 1 | 697988143203 | 69798814320
BFV124 | 70 | MW122E-A A N | MW122EA | 4 | BUTTERFLY VALVE,WAFER,BARE STEM,CI BODY,NCKL PLTD DI DISC,200 WOG,EPDM LINER,EPOXY CTD BODY | 934.75 | 11.6 | 1 | 697988619432 | 69798861943
BFV124 | 70 | MW122H A W | MW122H | 10 | BUTTERFLY VALVE,WAFER,BARE STEM,CI BODY,NCKL PLTD DI DISC,200 WOG,HYPALON LINER | 2697.01 | 46.24 | 1 | 697988637108 | 69798863710
BFV124 | 70 | MW122V A J | MW122V | 2 | BUTTERFLY VALVE,WAFER,BARE STEM,CI BODY,NCKL PLTD DI DISC,200 WOG,VITON LINER | 1000.26 | 6.4 | 1 | 697988143425 | 69798814342
BFV124 | 70 | MW122V A K | MW122V | 2 1/2 | BUTTERFLY VALVE,WAFER,BARE STEM,CI BODY,NCKL PLTD DI DISC,200 WOG,VITON LINER | 1000.26 | 10.38 | 1 | 697988143432 | 69798814343
BFV124 | 70 | MW122V A L | MW122V | 3 | BUTTERFLY VALVE,WAFER,BARE STEM,CI BODY,NCKL PLTD DI DISC,200 WOG,VITON LINER | 1037.6 | 8.38 | 1 | 697988143449 | 69798814344
BFV124 | 70 | MW122V A N | MW122V | 4 | BUTTERFLY VALVE,WAFER,BARE STEM,CI BODY,NCKL PLTD DI DISC,200 WOG,VITON LINER | 1262.05 | 10.556 | 1 | 697988143456 | 69798814345
BFV124 | 70 | MW122V A R | MW122V | 5 | BUTTERFLY VALVE,WAFER,BARE STEM,CI BODY,NCKL PLTD DI DISC,200 WOG,VITON LINER | 1804.27 | 15 | 1 | 697988143463 | 69798814346
BFV124 | 70 | MW122V A S | MW122V | 6 | BUTTERFLY VALVE,WAFER,BARE STEM,CI BODY,NCKL PLTD DI DISC,200 WOG,VITON LINER | 2047.36 | 18.42 | 1 | 697988143470 | 69798814347
BFV124 | 70 | MW122V A U | MW122V | 8 | BUTTERFLY VALVE,WAFER,BARE STEM,CI BODY,NCKL PLTD DI DISC,200 WOG,VITON LINER | 3197.22 | 31.2 | 1 | 697988143487 | 69798814348
BFV124 | 70 | MW122V A W | MW122V | 10 | BUTTERFLY VALVE,WAFER,BARE STEM,CI BODY,NCKL PLTD DI DISC,200 WOG,VITON LINER | 4118.01 | 51.58 | 1 | 697988143494 | 69798814349
BFV124 | 70 | MW122V AWJ | MW122V | 12 | BUTTERFLY VALVE,WAFER,BARE STEM,CI BODY,NCKL PLTD DI DISC,200 WOG,VITON LINER | 5338.02 | 73 | 1 | 697988143500 | 69798814350
BFV124 | 70 | MW123B A J | MW123B | 2 | BUTTERFLY VALVE,WAFER,BARE STEM,CI BODY,ALMN/BRNZ DISC,200 WOG,BUNA LINER | 467.45 | 6.34 | 1 | 697988143654 | 69798814365
BFV124 | 70 | MW123B A K | MW123B | 2 1/2 | BUTTERFLY VALVE,WAFER,BARE STEM,CI BODY,ALMN/BRNZ DISC,200 WOG,BUNA LINER | 467.45 | 8.2 | 1 | 697988143661 | 69798814366
BFV124 | 70 | MW123B A L | MW123B | 3 | BUTTERFLY VALVE,WAFER,BARE STEM,CI BODY,ALMN/BRNZ DISC,200 WOG,BUNA LINER | 518.85 | 8.1 | 1 | 697988143678 | 69798814367
BFV124 | 70 | MW123B A N | MW123B | 4 | BUTTERFLY VALVE,WAFER,BARE STEM,CI BODY,ALMN/BRNZ DISC,200 WOG,BUNA LINER | 659.02 | 11.4 | 1 | 697988143685 | 69798814368
BFV124 | 70 | MW123B A R | MW123B | 5 | BUTTERFLY VALVE,WAFER,BARE STEM,CI BODY,ALMN/BRNZ DISC,200 WOG,BUNA LINER | 944.22 | 14.08 | 1 | 697988143692 | 69798814369
BFV124 | 70 | MW123B A S | MW123B | 6 | BUTTERFLY VALVE,WAFER,BARE STEM,CI BODY,ALMN/BRNZ DISC,200 WOG,BUNA LINER | 1159.25 | 17.744 | 1 | 697988143708 | 69798814370
BFV124 | 70 | MW123B A U | MW123B | 8 | BUTTERFLY VALVE,WAFER,BARE STEM,CI BODY,ALMN/BRNZ DISC,200 WOG,BUNA LINER | 1724.77 | 32.68 | 1 | 697988143715 | 69798814371
BFV124 | 70 | MW123B A W | MW123B | 10 | BUTTERFLY VALVE,WAFER,BARE STEM,CI BODY,ALMN/BRNZ DISC,200 WOG,BUNA LINER | 2332.41 | 50.25 | 1 | 697988143722 | 69798814372
BFV124 | 70 | MW123B AWJ | MW123B | 12 | BUTTERFLY VALVE,WAFER,BARE STEM,CI BODY,ALMN/BRNZ DISC,200 WOG,BUNA LINER | 3744.06 | 75.74 | 1 | 697988143739 | 69798814373
BFV124 | 77 | MW123B A14 | MW123B | 14 | BUTTERFLY VALVE,WAFER,BARE STEM,CI BODY,ALMN/BRNZ DISC,150 WOG,BUNA LINER | 5217.64 | 160 | 1 | 697988143746 | 69798814374
BFV124 | 77 | MW123B A16 | MW123B | 16 | BUTTERFLY VALVE,WAFER,BARE STEM,CI BODY,ALMN/BRNZ DISC,150 WOG,BUNA LINER | 7215.84 | 210 | 1 | 697988143753 | 69798814375
BFV124 | 77 | MW123B A18 | MW123B | 18 | BUTTERFLY VALVE,WAFER,BARE STEM,CI BODY,ALMN/BRNZ DISC,150 WOG,BUNA LINER | 9547.14 | 260 | 1 | 697988143760 | 69798814376
BFV124 | 77 | MW123B A20 | MW123B | 20 | BUTTERFLY VALVE,WAFER,BARE STEM,CI BODY,ALMN/BRNZ DISC,150 WOG,BUNA LINER | 12433.47 | 340 | 1 | 697988143777 | 69798814377
BFV124 | 77 | MW123B A24 | MW123B | 24 | BUTTERFLY VALVE,WAFER,BARE STEM,CI BODY,ALMN/BRNZ DISC,150 WOG,BUNA LINER | 18961.02 | 590 | 1 | 697988143784 | 69798814378
BFV124 | 70 | MW123B-A A S | MW123BA | 6 | BUTTERFLY VALVE,WAFER,BARE STEM,CI BODY,ALMN/BRNZ DISC,200 WOG,BUNA LINER,EPOXY CTD BODY | 1631.29 | 18.58 | 1 | 697988646599 | 69798864659
BFV124 | 70 | MW123BS A J | MW123BS | 2 | BUTTERFLY VALVE,WAFER,BARE STEM,CI BODY,ALMN/BRNZ DISC,200 WOG,BUNA LINER,316 SS STEM | 556.24 | 8.55 | 1 | 697988143807 | 69798814380
BFV124 | 70 | MW123BS A K | MW123BS | 2 1/2 | BUTTERFLY VALVE,WAFER,BARE STEM,CI BODY,ALMN/BRNZ DISC,200 WOG,BUNA LINER,316 SS STEM | 556.24 | 8 | 1 | 697988143814 | 69798814381
BFV124 | 70 | MW123BS A L | MW123BS | 3 | BUTTERFLY VALVE,WAFER,BARE STEM,CI BODY,ALMN/BRNZ DISC,200 WOG,BUNA LINER,316 SS STEM | 617.03 | 9 | 1 | 697988143821 | 69798814382
BFV124 | 70 | MW123BS A N | MW123BS | 4 | BUTTERFLY VALVE,WAFER,BARE STEM,CI BODY,ALMN/BRNZ DISC,200 WOG,BUNA LINER,316 SS STEM | 775.89 | 12 | 1 | 697988143838 | 69798814383
BFV124 | 70 | MW123BS A R | MW123BS | 5 | BUTTERFLY VALVE,WAFER,BARE STEM,CI BODY,ALMN/BRNZ DISC,200 WOG,BUNA LINER,316 SS STEM | 1070.4 | 15 | 1 | 697988143845 | 69798814384
BFV124 | 70 | MW123BS A S | MW123BS | 6 | BUTTERFLY VALVE,WAFER,BARE STEM,CI BODY,ALMN/BRNZ DISC,200 WOG,BUNA LINER,316 SS STEM | 1318.2 | 17.62 | 1 | 697988143852 | 69798814385
BFV124 | 70 | MW123BS A U | MW123BS | 8 | BUTTERFLY VALVE,WAFER,BARE STEM,CI BODY,ALMN/BRNZ DISC,200 WOG,BUNA LINER,316 SS STEM | 1949.17 | 33 | 1 | 697988143869 | 69798814386
BFV124 | 70 | MW123BS A W | MW123BS | 10 | BUTTERFLY VALVE,WAFER,BARE STEM,CI BODY,ALMN/BRNZ DISC,200 WOG,BUNA LINER,316 SS STEM | 2762.48 | 52 | 1 | 697988143876 | 69798814387
BFV124 | 70 | MW123BS AWJ | MW123BS | 12 | BUTTERFLY VALVE,WAFER,BARE STEM,CI BODY,ALMN/BRNZ DISC,200 WOG,BUNA LINER,316 SS STEM | 4417.15 | 73 | 1 | 697988143883 | 69798814388
BFV124 | 70 | MW123E A J | MW123E | 2 | BUTTERFLY VALVE,WAFER,BARE STEM,CI BODY,ALMN/BRNZ DISC,200 WOG,EPDM LINER | 467.45 | 6.18 | 1 | 697988143999 | 69798814399
BFV124 | 70 | MW123E A K | MW123E | 2 1/2 | BUTTERFLY VALVE,WAFER,BARE STEM,CI BODY,ALMN/BRNZ DISC,200 WOG,EPDM LINER | 467.45 | 8 | 1 | 697988144002 | 69798814400
BFV124 | 70 | MW123E A L | MW123E | 3 | BUTTERFLY VALVE,WAFER,BARE STEM,CI BODY,ALMN/BRNZ DISC,200 WOG,EPDM LINER | 518.85 | 8.02 | 1 | 697988144019 | 69798814401
BFV124 | 70 | MW123E A N | MW123E | 4 | BUTTERFLY VALVE,WAFER,BARE STEM,CI BODY,ALMN/BRNZ DISC,200 WOG,EPDM LINER | 659.02 | 11.4 | 1 | 697988144026 | 69798814402
BFV124 | 70 | MW123E A R | MW123E | 5 | BUTTERFLY VALVE,WAFER,BARE STEM,CI BODY,ALMN/BRNZ DISC,200 WOG,EPDM LINER | 944.22 | 13.72 | 1 | 697988144033 | 69798814403
BFV124 | 70 | MW123E A S | MW123E | 6 | BUTTERFLY VALVE,WAFER,BARE STEM,CI BODY,ALMN/BRNZ DISC,200 WOG,EPDM LINER | 1159.25 | 16.954 | 1 | 697988144040 | 69798814404
BFV124 | 70 | MW123E A U | MW123E | 8 | BUTTERFLY VALVE,WAFER,BARE STEM,CI BODY,ALMN/BRNZ DISC,200 WOG,EPDM LINER | 1724.77 | 32.7 | 1 | 697988144057 | 69798814405
BFV124 | 70 | MW123E A W | MW123E | 10 | BUTTERFLY VALVE,WAFER,BARE STEM,CI BODY,ALMN/BRNZ DISC,200 WOG,EPDM LINER | 2332.41 | 49.65 | 1 | 697988144064 | 69798814406
BFV124 | 70 | MW123E AWJ | MW123E | 12 | BUTTERFLY VALVE,WAFER,BARE STEM,CI BODY,ALMN/BRNZ DISC,200 WOG,EPDM LINER | 3744.06 | 73.5 | 1 | 697988144071 | 69798814407
BFV124 | 77 | MW123E A14 | MW123E | 14 | BUTTERFLY VALVE,WAFER,BARE STEM,CI BODY,ALMN/BRNZ DISC,150 WOG,EPDM LINER | 5217.64 | 119 | 1 | 697988144088 | 69798814408
BFV124 | 77 | MW123E A16 | MW123E | 16 | BUTTERFLY VALVE,WAFER,BARE STEM,CI BODY,ALMN/BRNZ DISC,150 WOG,EPDM LINER | 7215.84 | 165 | 1 | 697988144095 | 69798814409
BFV124 | 77 | MW123E A18 | MW123E | 18 | BUTTERFLY VALVE,WAFER,BARE STEM,CI BODY,ALMN/BRNZ DISC,150 WOG,EPDM LINER | 9547.14 | 230 | 1 | 697988144101 | 69798814410
BFV124 | 77 | MW123E A20 | MW123E | 20 | BUTTERFLY VALVE,WAFER,BARE STEM,CI BODY,ALMN/BRNZ DISC,150 WOG,EPDM LINER | 12433.47 | 340 | 1 | 697988144118 | 69798814411
BFV124 | 77 | MW123E A24 | MW123E | 24 | BUTTERFLY VALVE,WAFER,BARE STEM,CI BODY,ALMN/BRNZ DISC,150 WOG,EPDM LINER | 18961.02 | 590 | 1 | 697988144125 | 69798814412
BFV124 | 70 | MW123E-A A S | MW123EA | 6 | BUTTERFLY VALVE,WAFER,BARE STEM,CI BODY,ALMN/BRNZ DISC,200 WOG,EPDM LINER,EPOXY CTD BODY | 1631.29 | 18.18 | 1 | 697988383456 | 69798838345
BFV124 | 70 | MW123ES A R | MW123ES | 5 | BUTTERFLY VALVE,WAFER,BARE STEM,CI BODY,ALMN/BRNZ DISC,200 WOG,EPDM LINER,316 SS STEM | 1070.4 | 13.426 | 1 | 697988144170 | 69798814417
BFV124 | 70 | MW123ES A S | MW123ES | 6 | BUTTERFLY VALVE,WAFER,BARE STEM,CI BODY,ALMN/BRNZ DISC,200 WOG,EPDM LINER,316 SS STEM | 1318.2 | 17.78 | 1 | 697988144187 | 69798814418
BFV124 | 70 | MW123NB A J | MW123NB | 2 | BUTTERFLY VALVE,WAFER,BARE STEM,CI BODY,ALMN/BRNZ DISC,200 WOG,BLACK NEOPRENE LINER | 677.81 | 7 | 1 | 697988350274 | 69798835027
BFV124 | 70 | MW123V A J | MW123V | 2 | BUTTERFLY VALVE,WAFER,BARE STEM,CI BODY,ALMN/BRNZ DISC,200 WOG,VITON LINER | 1032.96 | 7 | 1 | 697988144330 | 69798814433
BFV124 | 70 | MW123V A K | MW123V | 2 1/2 | BUTTERFLY VALVE,WAFER,BARE STEM,CI BODY,ALMN/BRNZ DISC,200 WOG,VITON LINER | 1032.96 | 7.604 | 1 | 697988144347 | 69798814434
BFV124 | 70 | MW123V A L | MW123V | 3 | BUTTERFLY VALVE,WAFER,BARE STEM,CI BODY,ALMN/BRNZ DISC,200 WOG,VITON LINER | 1084.41 | 8.4 | 1 | 697988144354 | 69798814435
BFV124 | 70 | MW123V A N | MW123V | 4 | BUTTERFLY VALVE,WAFER,BARE STEM,CI BODY,ALMN/BRNZ DISC,200 WOG,VITON LINER | 1341.49 | 10.3 | 1 | 697988144361 | 69798814436
BFV124 | 70 | MW123V A R | MW123V | 5 | BUTTERFLY VALVE,WAFER,BARE STEM,CI BODY,ALMN/BRNZ DISC,200 WOG,VITON LINER | 1939.86 | 15 | 1 | 697988144378 | 69798814437
BFV124 | 70 | MW123V A S | MW123V | 6 | BUTTERFLY VALVE,WAFER,BARE STEM,CI BODY,ALMN/BRNZ DISC,200 WOG,VITON LINER | 2178.2 | 19 | 1 | 697988144385 | 69798814438
BFV124 | 70 | MW123V A U | MW123V | 8 | BUTTERFLY VALVE,WAFER,BARE STEM,CI BODY,ALMN/BRNZ DISC,200 WOG,VITON LINER | 3505.72 | 33 | 1 | 697988144392 | 69798814439
BFV124 | 70 | MW123V A W | MW123V | 10 | BUTTERFLY VALVE,WAFER,BARE STEM,CI BODY,ALMN/BRNZ DISC,200 WOG,VITON LINER | 4407.79 | 52 | 1 | 697988144408 | 69798814440
BFV124 | 70 | MW123V AWJ | MW123V | 12 | BUTTERFLY VALVE,WAFER,BARE STEM,CI BODY,ALMN/BRNZ DISC,200 WOG,VITON LINER | 6324.29 | 73 | 1 | 697988144415 | 69798814441
BFV124 | 70 | MW123VS A L | MW123VS | 3 | BUTTERFLY VALVE,WAFER,BARE STEM,CI BODY,ALMN/BRNZ DISC,200 WOG,VITON LINER,316 SS STEM | 1182.58 | 8.02 | 1 | 697988511668 | 69798851166
BFV124 | 70 | MW124B A J | MW124B | 2 | BUTTERFLY VALVE,WAFER,BARE STEM,CI BODY,SS DISC,200 WOG,BUNA LINER | 635.69 | 6.4 | 1 | 697988144521 | 69798814452
BFV124 | 70 | MW124B A K | MW124B | 2 1/2 | BUTTERFLY VALVE,WAFER,BARE STEM,CI BODY,SS DISC,200 WOG,BUNA LINER | 635.69 | 8 | 1 | 697988144538 | 69798814453
BFV124 | 70 | MW124B A L | MW124B | 3 | BUTTERFLY VALVE,WAFER,BARE STEM,CI BODY,SS DISC,200 WOG,BUNA LINER | 794.61 | 7.974 | 1 | 697988144545 | 69798814454
BFV124 | 70 | MW124B A N | MW124B | 4 | BUTTERFLY VALVE,WAFER,BARE STEM,CI BODY,SS DISC,200 WOG,BUNA LINER | 981.63 | 10.762 | 1 | 697988144552 | 69798814455
BFV124 | 70 | MW124B A R | MW124B | 5 | BUTTERFLY VALVE,WAFER,BARE STEM,CI BODY,SS DISC,200 WOG,BUNA LINER | 1341.47 | 13.3 | 1 | 697988144569 | 69798814456
BFV124 | 70 | MW124B A S | MW124B | 6 | BUTTERFLY VALVE,WAFER,BARE STEM,CI BODY,SS DISC,200 WOG,BUNA LINER | 1542.49 | 18.95 | 1 | 697988144576 | 69798814457
BFV124 | 70 | MW124B A U | MW124B | 8 | BUTTERFLY VALVE,WAFER,BARE STEM,CI BODY,SS DISC,200 WOG,BUNA LINER | 2528.76 | 31.67 | 1 | 697988144583 | 69798814458
BFV124 | 70 | MW124B A W | MW124B | 10 | BUTTERFLY VALVE,WAFER,BARE STEM,CI BODY,SS DISC,200 WOG,BUNA LINER | 4188.1 | 41.67 | 1 | 697988144590 | 69798814459
BFV124 | 70 | MW124B AWJ | MW124B | 12 | BUTTERFLY VALVE,WAFER,BARE STEM,CI BODY,SS DISC,200 WOG,BUNA LINER | 5753.97 | 81 | 1 | 697988144606 | 69798814460
BFV124 | 77 | MW124B A14 | MW124B | 14 | BUTTERFLY VALVE,WAFER,BARE STEM,CI BODY,SS DISC,150 WOG,BUNA LINER | 6660.84 | 160 | 1 | 697988144613 | 69798814461
BFV124 | 77 | MW124B A16 | MW124B | 16 | BUTTERFLY VALVE,WAFER,BARE STEM,CI BODY,SS DISC,150 WOG,BUNA LINER | 9547.14 | 168 | 1 | 697988144620 | 69798814462
BFV124 | 77 | MW124B A18 | MW124B | 18 | BUTTERFLY VALVE,WAFER,BARE STEM,CI BODY,SS DISC,150 WOG,BUNA LINER | 12655.5 | 260 | 1 | 697988144637 | 69798814463
BFV124 | 77 | MW124B A20 | MW124B | 20 | BUTTERFLY VALVE,WAFER,BARE STEM,CI BODY,SS DISC,150 WOG,BUNA LINER | 18294.98 | 340 | 1 | 697988144644 | 69798814464
BFV124 | 70 | MW124B-A A N | MW124BA | 4 | BUTTERFLY VALVE,WAFER,BARE STEM,CI BODY,SS DISC,200 WOG,BUNA LINER,EPOXY CTD BODY | 1336.83 | 12 | 1 | 697988612792 | 69798861279
BFV124 | 70 | MW124B-A A S | MW124BA | 6 | BUTTERFLY VALVE,WAFER,BARE STEM,CI BODY,SS DISC,200 WOG,BUNA LINER,EPOXY CTD BODY | 2014.56 | 18.95 | 1 | 697988669512 | 69798866951
BFV124 | 70 | MW124E A J | MW124E | 2 | BUTTERFLY VALVE,WAFER,BARE STEM,CI BODY,SS DISC,200 WOG,EPDM LINER | 635.69 | 5.86 | 1 | 697988144743 | 69798814474
BFV124 | 70 | MW124E A K | MW124E | 2 1/2 | BUTTERFLY VALVE,WAFER,BARE STEM,CI BODY,SS DISC,200 WOG,EPDM LINER | 635.69 | 7.604 | 1 | 697988144750 | 69798814475
BFV124 | 70 | MW124E A L | MW124E | 3 | BUTTERFLY VALVE,WAFER,BARE STEM,CI BODY,SS DISC,200 WOG,EPDM LINER | 794.61 | 8.3 | 1 | 697988144767 | 69798814476
BFV124 | 70 | MW124E A N | MW124E | 4 | BUTTERFLY VALVE,WAFER,BARE STEM,CI BODY,SS DISC,200 WOG,EPDM LINER | 981.63 | 10.96 | 1 | 697988144774 | 69798814477
BFV124 | 70 | MW124E A R | MW124E | 5 | BUTTERFLY VALVE,WAFER,BARE STEM,CI BODY,SS DISC,200 WOG,EPDM LINER | 1341.47 | 13.42 | 1 | 697988144781 | 69798814478
BFV124 | 70 | MW124E A S | MW124E | 6 | BUTTERFLY VALVE,WAFER,BARE STEM,CI BODY,SS DISC,200 WOG,EPDM LINER | 1542.49 | 18.09 | 1 | 697988144798 | 69798814479
BFV124 | 70 | MW124E A U | MW124E | 8 | BUTTERFLY VALVE,WAFER,BARE STEM,CI BODY,SS DISC,200 WOG,EPDM LINER | 2528.76 | 30.2 | 1 | 697988144804 | 69798814480
BFV124 | 70 | MW124E A W | MW124E | 10 | BUTTERFLY VALVE,WAFER,BARE STEM,CI BODY,SS DISC,200 WOG,EPDM LINER | 4188.1 | 49.78 | 1 | 697988144811 | 69798814481
BFV124 | 70 | MW124E AWJ | MW124E | 12 | BUTTERFLY VALVE,WAFER,BARE STEM,CI BODY,SS DISC,200 WOG,EPDM LINER | 5753.97 | 73 | 1 | 697988144828 | 69798814482
BFV124 | 77 | MW124E A14 | MW124E | 14 | BUTTERFLY VALVE,WAFER,BARE STEM,CI BODY,SS DISC,150 WOG,EPDM LINER | 6660.84 | 119 | 1 | 697988324480 | 69798832448
BFV124 | 77 | MW124E A16 | MW124E | 16 | BUTTERFLY VALVE,WAFER,BARE STEM,CI BODY,SS DISC,150 WOG,EPDM LINER | 9547.14 | 210 | 1 | 697988144835 | 69798814483
BFV124 | 77 | MW124E A18 | MW124B | 18 | BUTTERFLY VALVE,WAFER,BARE STEM,CI BODY,SS DISC,150 WOG,EPDM LINER | 12655.5 | 260 | 1 | 697988703360 | 69798870336
BFV124 | 77 | MW124E A20 | MW124E | 20 | BUTTERFLY VALVE,WAFER,BARE STEM,CI BODY,SS DISC,150 WOG,EPDM LINER | 18294.98 | 340 | 1 | 697988603219 | 69798860321
BFV124 | 77 | MW124E A24 | MW124E | 24 | BUTTERFLY VALVE,WAFER,BARE STEM,CI BODY,SS DISC,150 WOG,EPDM LINER | 25932.65 | 590 | 1 | 697988490598 | 69798849059
BFV124 | 70 | MW124E-A A J | MW124EA | 2 | BUTTERFLY VALVE,WAFER,BARE STEM,CI BODY,SS DISC,200 WOG,EPDM LINER,EPOXY CTD BODY | 902.16 | 7 | 1 | 697988598447 | 69798859844
BFV124 | 70 | MW124E-A A K | MW124EA | 2 1/2 | BUTTERFLY VALVE,WAFER,BARE STEM,CI BODY,SS DISC,200 WOG,EPDM LINER,EPOXY CTD BODY | 902.16 | 8 | 1 | 697988598454 | 69798859845
BFV124 | 70 | MW124E-A A L | MW124EA | 3 | BUTTERFLY VALVE,WAFER,BARE STEM,CI BODY,SS DISC,200 WOG,EPDM LINER,EPOXY CTD BODY | 1126.5 | 8.3 | 1 | 697988634268 | 69798863426
BFV124 | 70 | MW124E-A A S | MW124EA | 6 | BUTTERFLY VALVE,WAFER,BARE STEM,CI BODY,SS DISC,200 WOG,EPDM LINER,EPOXY CTD BODY | 2014.56 | 19 | 1 | 697988383654 | 69798838365
BFV124 | 70 | MW124T A J | MW124T | 2 | BUTTERFLY VALVE,WAFER,BARE STEM,CI BODY,SS DISC,200 WOG,TEFLON LINER | 2182.91 | 7 | 1 | 697988145054 | 69798814505
BFV124 | 70 | MW124T A L | MW124T | 3 | BUTTERFLY VALVE,WAFER,BARE STEM,CI BODY,SS DISC,200 WOG,TEFLON LINER | 2622.23 | 9 | 1 | 697988145078 | 69798814507
BFV124 | 70 | MW124T A N | MW124T | 4 | BUTTERFLY VALVE,WAFER,BARE STEM,CI BODY,SS DISC,200 WOG,TEFLON LINER | 3094.39 | 12 | 1 | 697988145085 | 69798814508
BFV124 | 70 | MW124T A S | MW124T | 6 | BUTTERFLY VALVE,WAFER,BARE STEM,CI BODY,SS DISC,200 WOG,TEFLON LINER | 4351.7 | 19.1 | 1 | 697988145092 | 69798814509
BFV124 | 70 | MW124V A J | MW124V | 2 | BUTTERFLY VALVE,WAFER,BARE STEM,CI BODY,SS DISC,200 WOG,VITON LINER | 1201.23 | 6.4 | 1 | 697988145214 | 69798814521
BFV124 | 70 | MW124V A K | MW124V | 2 1/2 | BUTTERFLY VALVE,WAFER,BARE STEM,CI BODY,SS DISC,200 WOG,VITON LINER | 1201.23 | 8 | 1 | 697988145221 | 69798814522
BFV124 | 70 | MW124V A L | MW124V | 3 | BUTTERFLY VALVE,WAFER,BARE STEM,CI BODY,SS DISC,200 WOG,VITON LINER | 1360.15 | 7.91 | 1 | 697988145238 | 69798814523
BFV124 | 70 | MW124V A N | MW124V | 4 | BUTTERFLY VALVE,WAFER,BARE STEM,CI BODY,SS DISC,200 WOG,VITON LINER | 1664.08 | 11.02 | 1 | 697988145245 | 69798814524
BFV124 | 70 | MW124V A R | MW124V | 5 | BUTTERFLY VALVE,WAFER,BARE STEM,CI BODY,SS DISC,200 WOG,VITON LINER | 2337.14 | 15.18 | 1 | 697988145252 | 69798814525
BFV124 | 70 | MW124V A S | MW124V | 6 | BUTTERFLY VALVE,WAFER,BARE STEM,CI BODY,SS DISC,200 WOG,VITON LINER | 2561.47 | 19.02 | 1 | 697988145269 | 69798814526
BFV124 | 70 | MW124V A U | MW124V | 8 | BUTTERFLY VALVE,WAFER,BARE STEM,CI BODY,SS DISC,200 WOG,VITON LINER | 4309.71 | 30.584 | 1 | 697988145276 | 69798814527
BFV124 | 70 | MW124V A W | MW124V | 10 | BUTTERFLY VALVE,WAFER,BARE STEM,CI BODY,SS DISC,200 WOG,VITON LINER | 6263.51 | 52 | 1 | 697988145283 | 69798814528
BFV124 | 70 | MW124V AWJ | MW124V | 12 | BUTTERFLY VALVE,WAFER,BARE STEM,CI BODY,SS DISC,200 WOG,VITON LINER | 8334.19 | 73 | 1 | 697988145290 | 69798814529
BFV124 | 77 | MW124V A14 | MW124V | 14 | BUTTERFLY VALVE,WAFER,BARE STEM,CI BODY,SS DISC,150 WOG,VITON LINER | 10657.34 | 160 | 1 | 697988373167 | 69798837316
BFV124 | 77 | MW124V A16 | MW124V | 16 | BUTTERFLY VALVE,WAFER,BARE STEM,CI BODY,SS DISC,150 WOG,VITON LINER | 15315.42 | 210 | 1 | 697988571112 | 69798857111
BFV124 | 70 | MW127B A U | MW127B | 8 | BUTTERFLY VALVE,WAFER,BARE STEM,CI BODY,NYLON CTD DI DISC,200 WOG,BUNA LINER | 1640.69 | 38.76 | 1 | 697988145368 | 69798814536
BFV124 | 70 | MW127B A W | MW127B | 10 | BUTTERFLY VALVE,WAFER,BARE STEM,CI BODY,NYLON CTD DI DISC,200 WOG,BUNA LINER | 2341.78 | 65.85 | 1 | 697988145375 | 69798814537
BFV124 | 70 | MW127B AWJ | MW127B | 12 | BUTTERFLY VALVE,WAFER,BARE STEM,CI BODY,NYLON CTD DI DISC,200 WOG,BUNA LINER | 3155.05 | 105 | 1 | 697988145382 | 69798814538
BFV124 | 70 | MW127E A J | MW127E | 2 | BUTTERFLY VALVE,WAFER,BARE STEM,CI BODY,NYLON CTD DI DISC,200 WOG,EPDM LINER | 509.51 | 7.35 | 1 | 697988145399 | 69798814539
BFV124 | 70 | MW127E A K | MW127E | 2 1/2 | BUTTERFLY VALVE,WAFER,BARE STEM,CI BODY,NYLON CTD DI DISC,200 WOG,EPDM LINER | 509.51 | 8.74 | 1 | 697988145405 | 69798814540
BFV124 | 70 | MW127E A L | MW127E | 3 | BUTTERFLY VALVE,WAFER,BARE STEM,CI BODY,NYLON CTD DI DISC,200 WOG,EPDM LINER | 565.55 | 9 | 1 | 697988145412 | 69798814541
BFV124 | 70 | MW127E A N | MW127E | 4 | BUTTERFLY VALVE,WAFER,BARE STEM,CI BODY,NYLON CTD DI DISC,200 WOG,EPDM LINER | 687.14 | 20 | 1 | 697988145429 | 69798814542
BFV124 | 70 | MW127E A R | MW127E | 5 | BUTTERFLY VALVE,WAFER,BARE STEM,CI BODY,NYLON CTD DI DISC,200 WOG,EPDM LINER | 958.23 | 22.8 | 1 | 697988145436 | 69798814543
BFV124 | 70 | MW127E A S | MW127E | 6 | BUTTERFLY VALVE,WAFER,BARE STEM,CI BODY,NYLON CTD DI DISC,200 WOG,EPDM LINER | 1201.31 | 28 | 1 | 697988145443 | 69798814544
BFV124 | 70 | MW127E A U | MW127E | 8 | BUTTERFLY VALVE,WAFER,BARE STEM,CI BODY,NYLON CTD DI DISC,200 WOG,EPDM LINER | 1640.69 | 38.76 | 1 | 697988145450 | 69798814545
BFV124 | 70 | MW127E A W | MW127E | 10 | BUTTERFLY VALVE,WAFER,BARE STEM,CI BODY,NYLON CTD DI DISC,200 WOG,EPDM LINER | 2341.78 | 65.85 | 1 | 697988145467 | 69798814546
BFV124 | 70 | MW127V-A A J | MW127VA | 2 | BUTTERFLY VALVE,WAFER,BARE STEM,CI BODY,NYLON CTD DI DISC,200 WOG,VITON LINER,EPOXY CTD BODY | 1341.49 | 7 | 1 | 697988572386 | 69798857238
BFV124 | 70 | MW128E AWJ | MW128E | 12 | BUTTERFLY VALVE,WAFER,BARE STEM,CI BODY,EPOXY CTD DI DISC,200 WOG,EPDM LINER | 3108.35 | 74.74 | 1 | 697988499300 | 69798849930
BFV124 | 70 | MW128V AWJ | MW128V | 12 | BUTTERFLY VALVE,WAFER,BARE STEM,CI BODY,EPOXY CTD DI DISC,200 WOG,VITON LINER | 5688.57 | 73 | 1 | 697988544161 | 69798854416
BFV124 | 70 | MW132B A L | MW132B | 3 | BUTTERFLY VALVE,WAFER,BARE STEM,DI BODY,NCKL PLTD DI DISC,200 WOG,BUNA LINER | 598.3 | 0 | 0 | 697988770553 | 69798877055
BFV124 | 71 | MW132B A N | MW132B | 4 | BUTTERFLY VALVE,WAFER,BARE STEM,DI BODY,NCKL PLTD DI DISC,200 WOG,BUNA LINER | 738.51 | 12 | 1 | 697988145504 | 69798814550
BFV124 | 71 | MW132B A S | MW132B | 6 | BUTTERFLY VALVE,WAFER,BARE STEM,DI BODY,NCKL PLTD DI DISC,200 WOG,BUNA LINER | 1248.01 | 18.98 | 1 | 697988512535 | 69798851253
BFV124 | 71 | MW132B A U | MW132B | 8 | BUTTERFLY VALVE,WAFER,BARE STEM,DI BODY,NICKEL PLATED DI DISC,200 WOG,BUNA LINER | 1673.39 | 33 | 1 | 697988705821 | 69798870582
BFV124 | 71 | MW132E A N | MW132E | 4 | BUTTERFLY VALVE,WAFER,BARE STEM,DI BODY,NCKL PLTD DI DISC,200 WOG,EPDM LINER | 738.51 | 12 | 1 | 697988145528 | 69798814552
BFV124 | 71 | MW132E A S | MW132E | 6 | BUTTERFLY VALVE,WAFER,BARE STEM,DI BODY,NCKL PLTD DI DISC,200 WOG,EPDM LINER | 1248.01 | 18.98 | 1 | 697988489103 | 69798848910
BFV124 | 71 | MW132E A U | MW132E | 8 | BUTTERFLY VALVE,WAFER,BARE STEM,DI BODY,NICKEL PLATED DI DISC,200 WOG,EPDM LINER | 1673.39 | 33 | 1 | 697988702936 | 69798870293
BFV124 | 71 | MW132E A W | MW132E | 10 | BUTTERFLY VALVE,WAFER,BARE STEM,DI BODY,NCKL PLTD DI DISC,200 WOG,EPDM LINER | 2374.53 | 52 | 1 | 697988497474 | 69798849747
BFV124 | 71 | MW132V A S | MW132V | 6 | BUTTERFLY VALVE,WAFER,BARE STEM,DI BODY,NCKL PLTD DI DISC,200 WOG,VITON LINER | 2266.99 | 19 | 1 | 697988586062 | 69798858606
BFV124 | 71 | MW133B A L | MW133B | 3 | BUTTERFLY VALVE,WAFER,BARE STEM,DI BODY,ALMN/BRNZ DISC,200 WOG,BUNA LINER | 635.69 | 0 | 1 | 697988744103 | 69798874410
BFV124 | 71 | MW133B A N | MW133B | 4 | BUTTERFLY VALVE,WAFER,BARE STEM,DI BODY,ALMN/BRNZ DISC,200 WOG,BUNA LINER | 822.7 | 12 | 1 | 697988145542 | 69798814554
BFV124 | 71 | MW133B A U | MW133B | 8 | BUTTERFLY VALVE,WAFER,BARE STEM,DI BODY,ALMN/BRNZ DISC,200 WOG,BUNA LINER | 2000.51 | 31.08 | 1 | 697988665378 | 69798866537
BFV124 | 71 | MW133B A W | MW133B | 10 | BUTTERFLY VALVE,WAFER,BARE STEM,DI BODY,ALMN/BRNZ DISC,200 WOG,BUNA LINER | 2683 | 52 | 1 | 697988665385 | 69798866538
BFV124 | 71 | MW133B AWJ | MW133B | 12 | BUTTERFLY VALVE,WAFER,BARE STEM,DI BODY,ALMN/BRNZ DISC,200 WOG,BUNA LINER | 4001.15 | 75.74 | 1 | 697988745643 | 69798874564
BFV124 | 71 | MW133BS A R | MW133BS | 5 | BUTTERFLY VALVE,WAFER,BARE STEM,DI BODY,ALMN/BRNZ DISC,200 WOG,BUNA LINER,316 SS STEM | 1346.14 | 13.44 | 1 | 697988646117 | 69798864611
BFV124 | 71 | MW133BS A S | MW133BS | 6 | BUTTERFLY VALVE,WAFER,BARE STEM,DI BODY,ALMN/BRNZ DISC,200 WOG,BUNA LINER,316 SS STEM | 1551.84 | 18.074 | 1 | 697988646247 | 69798864624
BFV124 | 71 | MW133BS AWJ | MW133BS | 12 | BUTTERFLY VALVE,WAFER,BARE STEM,DI BODY,ALMN/BRNZ DISC,200 WOG,BUNA LINER,316 SS STEM | 4674.23 | 73.5 | 1 | 697988702783 | 69798870278
BFV124 | 71 | MW133E A K | MW133E | 2 1/2 | BUTTERFLY VALVE,WAFER,BARE STEM,DI BODY,ALMN/BRNZ DISC,200 WOG,EPDM LINER | 570.26 | 8 | 1 | 697988145597 | 69798814559
BFV124 | 71 | MW133E A L | MW133E | 3 | BUTTERFLY VALVE,WAFER,BARE STEM,DI BODY,ALMN/BRNZ DISC,200 WOG,EPDM LINER | 635.69 | 8 | 1 | 697988145603 | 69798814560
BFV124 | 71 | MW133E A N | MW133E | 4 | BUTTERFLY VALVE,WAFER,BARE STEM,DI BODY,ALMN/BRNZ DISC,200 WOG,EPDM LINER | 822.7 | 12 | 1 | 697988145610 | 69798814561
BFV124 | 71 | MW133E A S | MW133E | 6 | BUTTERFLY VALVE,WAFER,BARE STEM,DI BODY,ALMN/BRNZ DISC,200 WOG,EPDM LINER | 1392.89 | 19 | 1 | 697988145627 | 69798814562
BFV124 | 71 | MW133E A U | MW133E | 8 | BUTTERFLY VALVE,WAFER,BARE STEM,DI BODY,ALMN/BRNZ DISC,200 WOG,EPDM LINER | 2000.51 | 33 | 1 | 697988604834 | 69798860483
BFV124 | 71 | MW133ES A R | MW133ES | 5 | BUTTERFLY VALVE,WAFER,BARE STEM,DI BODY,ALMN/BRNZ DISC,200 WOG,EPDM LINER,316 SS STEM | 1346.1 | 0 | 1 | 697988717046 | 69798871704
BFV124 | 71 | MW133ES-A A L | MW133ESA | 3 | BUTTERFLY VALVE,WAFER,BARE STEM,DI BODY,SS,200 WOG,EPDM LINER,EPOXY COATED | 1065.72 | 8 | 1 | 697988727694 | 69798872769
BFV124 | 71 | MW133NW A W | MW133NW | 10 | BUTTERFLY VALVE,WAFER,BARE STEM,DI BODY,ALMN/BRNZ DISC,200 WOG,WHITE NEOPRENE LINER | 3416.86 | 52 | 1 | 697988732711 | 69798873271
BFV124 | 71 | MW133V A J | MW133V | 2 | BUTTERFLY VALVE,WAFER,BARE STEM,DI BODY,ALMN/BRNZ DISC,200 WOG,VITON LINER | 1135.82 | 6.2 | 1 | 697988664944 | 69798866494
BFV124 | 71 | MW133V A K | MW133V | 2 1/2 | BUTTERFLY VALVE,WAFER,BARE STEM,DI BODY,ALMN/BRNZ DISC,200 WOG,VITON LINER | 1135.82 | 8 | 1 | 697988665453 | 69798866545
BFV124 | 71 | MW133V A L | MW133V | 3 | BUTTERFLY VALVE,WAFER,BARE STEM,DI BODY,ALMN/BRNZ DISC,200 WOG,VITON LINER | 1201.23 | 8.3 | 1 | 697988527713 | 69798852771
BFV124 | 71 | MW133V A N | MW133V | 4 | BUTTERFLY VALVE,WAFER,BARE STEM,DI BODY,ALMN/BRNZ DISC,200 WOG,VITON LINER | 1505.16 | 11.66 | 1 | 697988527720 | 69798852772
BFV124 | 71 | MW133V A R | MW133V | 5 | BUTTERFLY VALVE,WAFER,BARE STEM,DI BODY,ALMN/BRNZ DISC,200 WOG,VITON LINER | 2215.6 | 20 | 1 | 697988664432 | 69798866443
BFV124 | 71 | MW133V A S | MW133V | 6 | BUTTERFLY VALVE,WAFER,BARE STEM,DI BODY,ALMN/BRNZ DISC,200 WOG,VITON LINER | 2411.9 | 24.4 | 1 | 697988664449 | 69798866444
BFV124 | 71 | MW133V A U | MW133V | 8 | BUTTERFLY VALVE,WAFER,BARE STEM,DI BODY,ALMN/BRNZ DISC,200 WOG,VITON LINER | 3781.46 | 33 | 1 | 697988664951 | 69798866495
BFV124 | 71 | MW134B A L | MW134B | 3 | BUTTERFLY VALVE,WAFER,BARE STEM,DI BODY,316 SS DISC,200 WOG,BUNA LINER | 920.88 | 19 | 1 | 697988708426 | 69798870842
BFV124 | 71 | MW134B A N | MW134B | 4 | BUTTERFLY VALVE,WAFER,BARE STEM,DI BODY,316 SS DISC,200 WOG,BUNA LINER | 1154.52 | 10.632 | 1 | 697988649408 | 69798864940
BFV124 | 71 | MW134B A S | MW134B | 6 | BUTTERFLY VALVE,WAFER,BARE STEM,DI BODY,316 SS DISC,200 WOG,BUNA LINER | 1794.94 | 19 | 1 | 697988396531 | 69798839653
BFV124 | 71 | MW134B A W | MW134B | 10 | BUTTERFLY VALVE,WAFER,BARE STEM,DI BODY,316 SS DISC,200 WOG,BUNA LINER | 4548.08 | 52 | 1 | 697988326637 | 69798832663
BFV124 | 71 | MW134E A L | MW134E | 3 | BUTTERFLY VALVE,WAFER,BARE STEM,DI BODY,316 SS DISC,200 WOG,EPDM LINER | 920.88 | 9 | 1 | 697988145634 | 69798814563
BFV124 | 71 | MW134E A S | MW134E | 6 | BUTTERFLY VALVE,WAFER,BARE STEM,DI BODY,316 SS DISC,200 WOG,EPDM LINER | 1794.94 | 19 | 1 | 697988374102 | 69798837410
BFV124 | 71 | MW134E A U | MW134E | 8 | BUTTERFLY VALVE,WAFER,BARE STEM,DI BODY,316 SS DISC,200 WOG,EPDM LINER | 2781.21 | 33 | 1 | 697988493056 | 69798849305
BFV124 | 71 | MW134E-A A K | MW134EA | 2 1/2 | BUTTERFLY VALVE,WAFER,BARE STEM,DI BODY,316 SS DISC,200 WOG,EPDM LINER,EPOXY CTD BODY | 1009.66 | 8 | 1 | 697988593947 | 69798859394
BFV124 | 71 | MW134E-A A L | MW134EA | 3 | BUTTERFLY VALVE,WAFER,BARE STEM,DI BODY,316 SS DISC,200 WOG,EPDM LINER,EPOXY CTD BODY | 1252.77 | 9 | 1 | 697988593954 | 69798859395
BFV124 | 71 | MW134E-A A N | MW134EA | 4 | BUTTERFLY VALVE,WAFER,BARE STEM,DI BODY,316 SS DISC,200 WOG,EPDM LINER,EPOXY CTD BODY | 1509.7 | 12 | 1 | 697988593961 | 69798859396
BFV124 | 71 | MW134E-A A S | MW134EA | 6 | BUTTERFLY VALVE,WAFER,BARE STEM,DI BODY,316 SS DISC,200 WOG,EPDM LINER,EPOXY CTD BODY | 2267.01 | 19 | 1 | 697988593978 | 69798859397
BFV124 | 71 | MW134T A N | MW134T | 4 | BUTTERFLY VALVE,WAFER,BARE STEM,DI BODY,316 SS DISC,200 WOG,TEFLON LINER | 3267.26 | 12 | 1 | 697988399396 | 69798839939
BFV124 | 71 | MW134T A S | MW134T | 6 | BUTTERFLY VALVE,WAFER,BARE STEM,DI BODY,316 SS DISC,200 WOG,TEFLON LINER | 4604.13 | 19 | 1 | 697988399402 | 69798839940
BFV124 | 71 | MW134V A L | MW134V | 3 | BUTTERFLY VALVE,WAFER,BARE STEM,DI BODY,316 SS DISC,200 WOG,VITON LINER | 1495.74 | 8.65 | 1 | 697988497542 | 69798849754
BFV124 | 71 | MW139BSA A L | MW139BSA | 3 | BUTTERFLY VALVE,WAFER,BARE,DI BODY,NYLN CTD ALMN/BRNZ DISC,200 WOG,BUNA LNR,316 SS STEM,EPXY CTD BDY | 1159.25 | 9 | 1 | 697988592339 | 69798859233
BFV124 | 71 | MW139BSA A N | MW139BSA | 4 | BUTTERFLY VALVE,WAFER,BARE,DI BODY,NYLN CTD ALMN/BRNZ DISC,200 WOG,BUNA LNR,316 SS STEM,EPXY CTD BDY | 1402.31 | 15 | 1 | 697988592322 | 69798859232
BFV124 | 71 | MW139BSA A S | MW139BSA | 6 | BUTTERFLY VALVE,WAFER,BARE,DI BODY,NYLN CTD ALMN/BRNZ DISC,200 WOG,BUNA LNR,316 SS STEM,EPXY CTD BDY | 2196.86 | 21.8 | 1 | 697988592346 | 69798859234
BFV124 | 70 | MW222B A J | MW222B | 2 | BUTTERFLY VALVE,WAFER,LEVER HNDL,CI BODY,NCKL PLTD DI DISC,200 WOG,BUNA LINER | 518.85 | 8.172 | 1 | 697988145641 | 69798814564
BFV124 | 70 | MW222B A K | MW222B | 2 1/2 | BUTTERFLY VALVE,WAFER,LEVER HNDL,CI BODY,NCKL PLTD DI DISC,200 WOG,BUNA LINER | 518.85 | 10.06 | 1 | 697988145658 | 69798814565
BFV124 | 70 | MW222B A L | MW222B | 3 | BUTTERFLY VALVE,WAFER,LEVER HNDL,CI BODY,NCKL PLTD DI DISC,200 WOG,BUNA LINER | 556.18 | 10.346 | 1 | 697988145665 | 69798814566
BFV124 | 70 | MW222B A N | MW222B | 4 | BUTTERFLY VALVE,WAFER,LEVER HNDL,CI BODY,NCKL PLTD DI DISC,200 WOG,BUNA LINER | 705.82 | 13.244 | 1 | 697988145672 | 69798814567
BFV124 | 70 | MW222B A R | MW222B | 5 | BUTTERFLY VALVE,WAFER,LEVER HNDL,CI BODY,NCKL PLTD DI DISC,200 WOG,BUNA LINER | 934.83 | 17.18 | 1 | 697988145689 | 69798814568
BFV124 | 70 | MW222B A S | MW222B | 6 | BUTTERFLY VALVE,WAFER,LEVER HNDL,CI BODY,NCKL PLTD DI DISC,200 WOG,BUNA LINER | 1159.25 | 20.76 | 1 | 697988145696 | 69798814569
BFV124 | 70 | MW222B A U | MW222B | 8 | BUTTERFLY VALVE,WAFER,LEVER HNDL,CI BODY,NCKL PLTD DI DISC,200 WOG,BUNA LINER | 1579.89 | 36.98 | 1 | 697988145702 | 69798814570
BFV124 | 70 | MW222B A W | MW222B | 10 | BUTTERFLY VALVE,WAFER,LEVER HNDL,CI BODY,NCKL PLTD DI DISC,200 WOG,BUNA LINER | 2215.57 | 51.23 | 1 | 697988145719 | 69798814571
BFV124 | 70 | MW222B AWJ | MW222B | 12 | BUTTERFLY VALVE,WAFER,LEVER HNDL,CI BODY,NCKL PLTD DI DISC,200 WOG,BUNA LINER | 2930.68 | 74 | 1 | 697988145726 | 69798814572
BFV124 | 70 | MW222B-A A N | MW222BA | 4 | BUTTERFLY VALVE,WAFER,LEVER HNDL,CI BODY,NCKL PLTD DI DISC,200 WOG,BUNA LINER,EPOXY CTD BODY | 1061.04 | 13.244 | 1 | 697988145733 | 69798814573
BFV124 | 70 | MW222B-DA A N | MW222BDA | 4 | BUTTERFLY VALVE,WAFER,LEVER HNDL,CI BODY,NCKL PLTD DI DISC,200 WOG,BUNA LINER,ASSEMBLED DRY | 705.82 | 13.2 | 1 | 697988698062 | 69798869806
BFV124 | 70 | MW222B-DA A S | MW222BDA | 6 | BUTTERFLY VALVE,WAFER,LEVER HNDL,CI BODY,NCKL PLTD DI DISC,200 WOG,BUNA LINER,ASSEMBLED DRY | 1159.25 | 20.76 | 1 | 697988710214 | 69798871021
BFV124 | 70 | MW222B-DA A U | MW222BDA | 8 | BUTTERFLY VALVE,WAFER,LEVER HNDL,CI BODY,NCKL PLTD DI DISC,200 WOG,BUNA LINER,ASSEMBLED DRY | 1579.89 | 20.76 | 1 | 697988710221 | 69798871022
BFV124 | 70 | MW222BS A L | MW222BS | 3 | BUTTERFLY VALVE,WAFER,LEVER HNDL,CI BODY,NCKL PLTD DI DISC,200 WOG,BUNA LINER,316 SS STEM | 654.34 | 10.23 | 1 | 697988145740 | 69798814574
BFV124 | 70 | MW222E A J | MW222E | 2 | BUTTERFLY VALVE,WAFER,LEVER HNDL,CI BODY,NCKL PLTD DI DISC,200 WOG,EPDM LINER | 518.85 | 8.55 | 1 | 697988145771 | 69798814577
BFV124 | 70 | MW222E A K | MW222E | 2 1/2 | BUTTERFLY VALVE,WAFER,LEVER HNDL,CI BODY,NCKL PLTD DI DISC,200 WOG,EPDM LINER | 518.85 | 10.1 | 1 | 697988145788 | 69798814578
BFV124 | 70 | MW222E A L | MW222E | 3 | BUTTERFLY VALVE,WAFER,LEVER HNDL,CI BODY,NCKL PLTD DI DISC,200 WOG,EPDM LINER | 556.18 | 10.12 | 1 | 697988145795 | 69798814579
BFV124 | 70 | MW222E A N | MW222E | 4 | BUTTERFLY VALVE,WAFER,LEVER HNDL,CI BODY,NCKL PLTD DI DISC,200 WOG,EPDM LINER | 705.82 | 14.04 | 1 | 697988145801 | 69798814580
BFV124 | 70 | MW222E A R | MW222E | 5 | BUTTERFLY VALVE,WAFER,LEVER HNDL,CI BODY,NCKL PLTD DI DISC,200 WOG,EPDM LINER | 934.83 | 16.46 | 1 | 697988145818 | 69798814581
BFV124 | 70 | MW222E A S | MW222E | 6 | BUTTERFLY VALVE,WAFER,LEVER HNDL,CI BODY,NCKL PLTD DI DISC,200 WOG,EPDM LINER | 1159.25 | 20.542 | 1 | 697988145825 | 69798814582
BFV124 | 70 | MW222E A U | MW222E | 8 | BUTTERFLY VALVE,WAFER,LEVER HNDL,CI BODY,NCKL PLTD DI DISC,200 WOG,EPDM LINER | 1579.89 | 36.94 | 1 | 697988145832 | 69798814583
BFV124 | 70 | MW222E A W | MW222E | 10 | BUTTERFLY VALVE,WAFER,LEVER HNDL,CI BODY,NCKL PLTD DI DISC,200 WOG,EPDM LINER | 2215.57 | 51.184 | 1 | 697988145849 | 69798814584
BFV124 | 70 | MW222E AWJ | MW222E | 12 | BUTTERFLY VALVE,WAFER,LEVER HNDL,CI BODY,NCKL PLTD DI DISC,200 WOG,EPDM LINER | 2930.68 | 77.88 | 1 | 697988145856 | 69798814585
BFV124 | 70 | MW222E-DA A K | MW222EDA | 2 1/2 | BUTTERFLY VALVE,WAFER,LEVER HNDL,CI BODY,NCKL PLTD DI DISC,200 WOG,EPDM LINER,DRY ASSEMBLED | 518.85 | 0 | 1 | 697988145863 | 69798814586
BFV124 | 70 | MW222E-DA A L | MW222EDA | 3 | BUTTERFLY VALVE,WAFER,LEVER HNDL,CI BODY,NCKL PLTD DI DISC,200 WOG,EPDM LINER,DRY ASSEMBLED | 556.18 | 0 | 1 | 697988145870 | 69798814587
BFV124 | 70 | MW222E-DA A N | MW222EDA | 4 | BUTTERFLY VALVE,WAFER,LEVER HNDL,CI BODY,NCKL PLTD DI DISC,200 WOG,EPDM LINER,DRY ASSEMBLED | 705.82 | 0 | 1 | 697988145887 | 69798814588
BFV124 | 70 | MW222E-DA A R | MW222EDA | 5 | BUTTERFLY VALVE,WAFER,LEVER HNDL,CI BODY,NCKL PLTD DI DISC,200 WOG,EPDM LINER,DRY ASSEMBLED | 934.83 | 0 | 1 | 697988145894 | 69798814589
BFV124 | 70 | MW222E-DA A S | MW222EDA | 6 | BUTTERFLY VALVE,WAFER,LEVER HNDL,CI BODY,NCKL PLTD DI DISC,200 WOG,EPDM LINER,DRY ASSEMBLED | 1159.25 | 0 | 1 | 697988746510 | 69798874651
BFV124 | 70 | MW222E-DA A U | MW222EDA | 8 | BUTTERFLY VALVE,WAFER,LEVER HNDL,CI BODY,NCKL PLTD DI DISC,200 WOG,EPDM LINER,DRY ASSEMBLED | 1579.89 | 0 | 1 | 697988746466 | 69798874646
BFV124 | 70 | MW222ES A K | MW222ES | 2 1/2 | BUTTERFLY VALVE,WAFER,LEVER HNDL,CI BODY,NCKL PLTD DI DISC,200 WOG,EPDM LINER,316 SS STEM | 607.66 | 11 | 1 | 697988549241 | 69798854924
BFV124 | 70 | MW222ES A N | MW222ES | 4 | BUTTERFLY VALVE,WAFER,LEVER HNDL,CI BODY,NCKL PLTD DI DISC,200 WOG,EPDM LINER,316 SS STEM | 822.66 | 15 | 1 | 697988327214 | 69798832721
BFV124 | 70 | MW222ES A S | MW222ES | 6 | BUTTERFLY VALVE,WAFER,LEVER HNDL,CI BODY,NCKL PLTD DI DISC,200 WOG,EPDM LINER,316 SS STEM | 1318.2 | 20.5 | 1 | 697988327221 | 69798832722
BFV124 | 70 | MW222ESA A S | MW222ESA | 6 | BUTTERFLY VALVE,WAFER,LEVER HNDL,CI BODY,NCKL PLTD DI DISC,200 WOG,EPDM LINER,316 SS STEM,EPOXY CTD | 1790.27 | 23 | 1 | 697988558960 | 69798855896
BFV124 | 70 | MW222NB A U | MW222NB | 8 | BUTTERFLY VALVE,WAFER,LEVER HANDLE,CI BODY,NCKL PLTD DI DISC,200 WOG,BLACK NEOPRENE LINER | 2168.89 | 20.6 | 1 | 697988509917 | 69798850991
BFV124 | 70 | MW222V A J | MW222V | 2 | BUTTERFLY VALVE,WAFER,LEVER HANDLE,CI BODY,NCKL PLTD DI DISC,200 WOG,VITON LINER | 1084.41 | 8.46 | 1 | 697988145917 | 69798814591
BFV124 | 70 | MW222V A L | MW222V | 3 | BUTTERFLY VALVE,WAFER,LEVER HANDLE,CI BODY,NCKL PLTD DI DISC,200 WOG,VITON LINER | 1121.73 | 10.58 | 1 | 697988145931 | 69798814593
BFV124 | 70 | MW222V A N | MW222V | 4 | BUTTERFLY VALVE,WAFER,LEVER HANDLE,CI BODY,NCKL PLTD DI DISC,200 WOG,VITON LINER | 1388.28 | 13.55 | 1 | 697988145948 | 69798814594
BFV124 | 70 | MW222V A R | MW222V | 5 | BUTTERFLY VALVE,WAFER,LEVER HANDLE,CI BODY,NCKL PLTD DI DISC,200 WOG,VITON LINER | 1930.48 | 14.57 | 1 | 697988145955 | 69798814595
BFV124 | 70 | MW222V A S | MW222V | 6 | BUTTERFLY VALVE,WAFER,LEVER HANDLE,CI BODY,NCKL PLTD DI DISC,200 WOG,VITON LINER | 2178.2 | 20.98 | 1 | 697988145962 | 69798814596
BFV124 | 70 | MW222V A U | MW222V | 8 | BUTTERFLY VALVE,WAFER,LEVER HANDLE,CI BODY,NCKL PLTD DI DISC,200 WOG,VITON LINER | 3360.81 | 35.396 | 1 | 697988145979 | 69798814597
BFV124 | 70 | MW222V A W | MW222V | 10 | BUTTERFLY VALVE,WAFER,LEVER HANDLE,CI BODY,NCKL PLTD DI DISC,200 WOG,VITON LINER | 4290.96 | 53.37 | 1 | 697988353459 | 69798835345
BFV124 | 70 | MW222V-A A S | MW222VA | 6 | BUTTERFLY VALVE,WAFER,LEVER HANDLE,CI BODY,NCKL PLTD DI DISC,200 WOG,VITON LINER,EPOXY CTD BODY | 2650.27 | 23 | 1 | 697988588363 | 69798858836
BFV124 | 70 | MW222V-A A U | MW222VA | 8 | BUTTERFLY VALVE,WAFER,LEVER HANDLE,CI BODY,NCKL PLTD DI DISC,200 WOG,VITON LINER,EPOXY CTD BODY | 3884.25 | 35.9 | 1 | 697988503762 | 69798850376
BFV124 | 70 | MW222VS A J | MW222VS | 2 | BUTTERFLY VALVE,WAFER,LEVER HANDLE,CI BODY,NCKL PLTD DI DISC,200 WOG,VITON LINER,316 SS STEM | 1173.2 | 8.46 | 1 | 697988693128 | 69798869312
BFV124 | 70 | MW222VS A N | MW222VS | 4 | BUTTERFLY VALVE,WAFER,LEVER HANDLE,CI BODY,NCKL PLTD DI DISC,200 WOG,VITON LINER,316 SS STEM | 1505.11 | 13.244 | 1 | 697988635654 | 69798863565
BFV124 | 70 | MW222VS A S | MW222VS | 6 | BUTTERFLY VALVE,WAFER,LEVER HANDLE,CI BODY,NCKL PLTD DI DISC,200 WOG,VITON LINER,316 SS STEM | 2337.18 | 20.206 | 1 | 697988635661 | 69798863566
BFV124 | 70 | MW222VS A W | MW222VS | 10 | BUTTERFLY VALVE,WAFER,LEVER HANDLE,CI BODY,NCKL PLTD DI DISC,200 WOG,VITON LINER,316 SS STEM | 4721.03 | 53.37 | 1 | 697988635678 | 69798863567
BFV124 | 70 | MW222VS AWJ | MW222VS | 12 | BUTTERFLY VALVE,WAFER,LEVER HANDLE,CI BODY,NCKL PLTD DI DISC,200 WOG,VITON LINER,316 SS STEM | 6183.99 | 81.2 | 1 | 697988635708 | 69798863570
BFV124 | 70 | MW223B A J | MW223B | 2 | BUTTERFLY VALVE,WAFER,LEVER HANDLE,CI BODY,ALMN/BRNZ DISC,200 WOG,BUNA LINER | 551.52 | 8.15 | 1 | 697988146013 | 69798814601
BFV124 | 70 | MW223B A K | MW223B | 2 1/2 | BUTTERFLY VALVE,WAFER,LEVER HANDLE,CI BODY,ALMN/BRNZ DISC,200 WOG,BUNA LINER | 551.52 | 9.964 | 1 | 697988146020 | 69798814602
BFV124 | 70 | MW223B A L | MW223B | 3 | BUTTERFLY VALVE,WAFER,LEVER HANDLE,CI BODY,ALMN/BRNZ DISC,200 WOG,BUNA LINER | 598.27 | 10.32 | 1 | 697988146037 | 69798814603
BFV124 | 70 | MW223B A N | MW223B | 4 | BUTTERFLY VALVE,WAFER,LEVER HANDLE,CI BODY,ALMN/BRNZ DISC,200 WOG,BUNA LINER | 780.53 | 13.228 | 1 | 697988146044 | 69798814604
BFV124 | 70 | MW223B A R | MW223B | 5 | BUTTERFLY VALVE,WAFER,LEVER HANDLE,CI BODY,ALMN/BRNZ DISC,200 WOG,BUNA LINER | 1065.68 | 16.208 | 1 | 697988146051 | 69798814605
BFV124 | 70 | MW223B A S | MW223B | 6 | BUTTERFLY VALVE,WAFER,LEVER HANDLE,CI BODY,ALMN/BRNZ DISC,200 WOG,BUNA LINER | 1290.08 | 20.392 | 1 | 697988146068 | 69798814606
BFV124 | 70 | MW223B A U | MW223B | 8 | BUTTERFLY VALVE,WAFER,LEVER HANDLE,CI BODY,ALMN/BRNZ DISC,200 WOG,BUNA LINER | 1888.36 | 33.888 | 1 | 697988146075 | 69798814607
BFV124 | 70 | MW223B A W | MW223B | 10 | BUTTERFLY VALVE,WAFER,LEVER HANDLE,CI BODY,ALMN/BRNZ DISC,200 WOG,BUNA LINER | 2505.39 | 55.45 | 1 | 697988146082 | 69798814608
BFV124 | 70 | MW223B AWJ | MW223B | 12 | BUTTERFLY VALVE,WAFER,LEVER HANDLE,CI BODY,ALMN/BRNZ DISC,200 WOG,BUNA LINER | 3730.03 | 76.284 | 1 | 697988146099 | 69798814609
BFV124 | 70 | MW223B-A A L | MW223BA | 3 | BUTTERFLY VALVE,WAFER,LEVER HANDLE,CI BODY,ALMN/BRNZ DISC,200 WOG,BUNA LINER,EPOXY CTD BODY | 930.17 | 12 | 1 | 697988505308 | 69798850530
BFV124 | 70 | MW223B-A A N | MW223BA | 4 | BUTTERFLY VALVE,WAFER,LEVER HANDLE,CI BODY,ALMN/BRNZ DISC,200 WOG,BUNA LINER,EPOXY CTD BODY | 1135.72 | 13.246 | 1 | 697988670754 | 69798867075
BFV124 | 70 | MW223B-A A S | MW223BA | 6 | BUTTERFLY VALVE,WAFER,LEVER HANDLE,CI BODY,ALMN/BRNZ DISC,200 WOG,BUNA LINER,EPOXY COATED BODY | 1762.15 | 20.15 | 1 | 697988717480 | 69798871748
BFV124 | 70 | MW223BS A J | MW223BS | 2 | BUTTERFLY VALVE,WAFER,LEVER HANDLE,CI BODY,ALMN/BRNZ DISC,200 WOG,BUNA LINER,316 SS STEM | 640.33 | 10 | 1 | 697988146198 | 69798814619
BFV124 | 70 | MW223BS A K | MW223BS | 2 1/2 | BUTTERFLY VALVE,WAFER,LEVER HANDLE,CI BODY,ALMN/BRNZ DISC,200 WOG,BUNA LINER,316 SS STEM | 640.33 | 11 | 1 | 697988146204 | 69798814620
BFV124 | 70 | MW223BS A L | MW223BS | 3 | BUTTERFLY VALVE,WAFER,LEVER HANDLE,CI BODY,ALMN/BRNZ DISC,200 WOG,BUNA LINER,316 SS STEM | 696.47 | 12 | 1 | 697988146211 | 69798814621
BFV124 | 70 | MW223BS A N | MW223BS | 4 | BUTTERFLY VALVE,WAFER,LEVER HANDLE,CI BODY,ALMN/BRNZ DISC,200 WOG,BUNA LINER,316 SS STEM | 897.36 | 15 | 1 | 697988146228 | 69798814622
BFV124 | 70 | MW223BS A R | MW223BS | 5 | BUTTERFLY VALVE,WAFER,LEVER HANDLE,CI BODY,ALMN/BRNZ DISC,200 WOG,BUNA LINER,316 SS STEM | 1191.88 | 15.98 | 1 | 697988146235 | 69798814623
BFV124 | 70 | MW223BS A S | MW223BS | 6 | BUTTERFLY VALVE,WAFER,LEVER HANDLE,CI BODY,ALMN/BRNZ DISC,200 WOG,BUNA LINER,316 SS STEM | 1449.01 | 23 | 1 | 697988146242 | 69798814624
BFV124 | 70 | MW223BS A U | MW223BS | 8 | BUTTERFLY VALVE,WAFER,LEVER HANDLE,CI BODY,ALMN/BRNZ DISC,200 WOG,BUNA LINER,316 SS STEM | 2112.74 | 33.788 | 1 | 697988146259 | 69798814625
BFV124 | 70 | MW223BS A W | MW223BS | 10 | BUTTERFLY VALVE,WAFER,LEVER HANDLE,CI BODY,ALMN/BRNZ DISC,200 WOG,BUNA LINER,316 SS STEM | 2935.43 | 58 | 1 | 697988146266 | 69798814626
BFV124 | 70 | MW223E A J | MW223E | 2 | BUTTERFLY VALVE,WAFER,LEVER HANDLE,CI BODY,ALMN/BRNZ DISC,200 WOG,EPDM LINER | 551.52 | 8.42 | 1 | 697988146273 | 69798814627
BFV124 | 70 | MW223E A K | MW223E | 2 1/2 | BUTTERFLY VALVE,WAFER,LEVER HANDLE,CI BODY,ALMN/BRNZ DISC,200 WOG,EPDM LINER | 551.52 | 10.08 | 1 | 697988146280 | 69798814628
BFV124 | 70 | MW223E A L | MW223E | 3 | BUTTERFLY VALVE,WAFER,LEVER HANDLE,CI BODY,ALMN/BRNZ DISC,200 WOG,EPDM LINER | 598.27 | 10.168 | 1 | 697988146297 | 69798814629
BFV124 | 70 | MW223E A N | MW223E | 4 | BUTTERFLY VALVE,WAFER,LEVER HANDLE,CI BODY,ALMN/BRNZ DISC,200 WOG,EPDM LINER | 780.53 | 12.68 | 1 | 697988146303 | 69798814630
BFV124 | 70 | MW223E A R | MW223E | 5 | BUTTERFLY VALVE,WAFER,LEVER HANDLE,CI BODY,ALMN/BRNZ DISC,200 WOG,EPDM LINER | 1065.68 | 15.92 | 1 | 697988146310 | 69798814631
BFV124 | 70 | MW223E A S | MW223E | 6 | BUTTERFLY VALVE,WAFER,LEVER HANDLE,CI BODY,ALMN/BRNZ DISC,200 WOG,EPDM LINER | 1290.08 | 20.398 | 1 | 697988146327 | 69798814632
BFV124 | 70 | MW223E A U | MW223E | 8 | BUTTERFLY VALVE,WAFER,LEVER HANDLE,CI BODY,ALMN/BRNZ DISC,200 WOG,EPDM LINER | 1888.36 | 33.69 | 1 | 697988146334 | 69798814633
BFV124 | 70 | MW223E A W | MW223E | 10 | BUTTERFLY VALVE,WAFER,LEVER HANDLE,CI BODY,ALMN/BRNZ DISC,200 WOG,EPDM LINER | 2505.39 | 50.986 | 1 | 697988146341 | 69798814634
BFV124 | 70 | MW223E AWJ | MW223E | 12 | BUTTERFLY VALVE,WAFER,LEVER HANDLE,CI BODY,ALMN/BRNZ DISC,200 WOG,EPDM LINER | 3730.03 | 76.104 | 1 | 697988146358 | 69798814635
BFV124 | 70 | MW223E-A A J | MW223EA | 2 | BUTTERFLY VALVE,WAFER,LEVER HANDLE,CI BODY,ALMN/BRNZ DISC,200 WOG,EPDM LINER,EPOXY CTD BODY | 817.98 | 8.3 | 1 | 697988494954 | 69798849495
BFV124 | 70 | MW223E-A A K | MW223EA | 2 1/2 | BUTTERFLY VALVE,WAFER,LEVER HANDLE,CI BODY,ALMN/BRNZ DISC,200 WOG,EPDM LINER,EPOXY CTD BODY | 817.98 | 11 | 1 | 697988494961 | 69798849496
BFV124 | 70 | MW223E-A A L | MW223EA | 3 | BUTTERFLY VALVE,WAFER,LEVER HANDLE,CI BODY,ALMN/BRNZ DISC,200 WOG,EPDM LINER,EPOXY CTD BODY | 930.17 | 10.168 | 1 | 697988494978 | 69798849497
BFV124 | 70 | MW223E-A A N | MW223EA | 4 | BUTTERFLY VALVE,WAFER,LEVER HANDLE,CI BODY,ALMN/BRNZ DISC,200 WOG,EPDM LINER,EPOXY CTD BODY | 1135.72 | 15 | 1 | 697988494985 | 69798849498
BFV124 | 70 | MW223E-A A R | MW223EA | 5 | BUTTERFLY VALVE,WAFER,LEVER HANDLE,CI BODY,ALMN/BRNZ DISC,200 WOG,EPDM LINER,EPOXY CTD BODY | 1505.06 | 15.92 | 1 | 697988494992 | 69798849499
BFV124 | 70 | MW223E-A A S | MW223EA | 6 | BUTTERFLY VALVE,WAFER,LEVER HANDLE,CI BODY,ALMN/BRNZ DISC,200 WOG,EPDM LINER,EPOXY CTD BODY | 1762.14 | 20.398 | 1 | 697988495005 | 69798849500
BFV124 | 70 | MW223E-A A U | MW223EA | 8 | BUTTERFLY VALVE,WAFER,LEVER HANDLE,CI BODY,ALMN/BRNZ DISC,200 WOG,EPDM LINER,EPOXY CTD BODY | 2411.81 | 33.69 | 1 | 697988495012 | 69798849501
BFV124 | 70 | MW223ES A L | MW223ES | 3 | BUTTERFLY VALVE,WAFER,LEVER HANDLE,CI BODY,ALMN/BRNZ DISC,200 WOG,EPDM LINER,316 SS STEM | 696.47 | 12 | 1 | 697988146426 | 69798814642
BFV124 | 70 | MW223ES A N | MW223ES | 4 | BUTTERFLY VALVE,WAFER,LEVER HANDLE,CI BODY,ALMN/BRNZ DISC,200 WOG,EPDM LINER,316 SS STEM | 897.36 | 15 | 1 | 697988146433 | 69798814643
BFV124 | 70 | MW223ES A S | MW223ES | 6 | BUTTERFLY VALVE,WAFER,LEVER HANDLE,CI BODY,ALMN/BRNZ DISC,200 WOG,EPDM LINER,316 SS STEM | 1449.01 | 20.398 | 1 | 697988146440 | 69798814644
BFV124 | 70 | MW223ES A U | MW223ES | 8 | BUTTERFLY VALVE,WAFER,LEVER HANDLE,CI BODY,ALMN/BRNZ DISC,200 WOG,EPDM LINER,316 SS STEM | 2112.74 | 39 | 1 | 697988578180 | 69798857818
BFV124 | 70 | MW223ES-A A J | MW223ESA | 2 | BUTTERFLY VALVE,WAFER,LEVER HANDLE,CI BODY,ALMN/BRNZ DISC,SS STEM,200 WOG,EPDM LINER,EPOXY COATED | 906.75 | 0 | 1 | 697988728349 | 69798872834
BFV124 | 70 | MW223ESA A L | MW223EA | 3 | BUTTERFLY VALVE,WAFER,LEVER HANDLE,CI BODY,ALMN/BRNZ DISC,200 WOG,EPDM LINER,SS STEM,EPOXY CTD BODY | 1028.36 | 15 | 1 | 697988696501 | 69798869650
BFV124 | 70 | MW223NB A J | MW223NB | 2 | BUTTERFLY VALVE,WAFER,LEVER HANDLE,CI BODY,ALMN/BRNZ DISC,200 WOG,BLACK NEOPRENE LINER | 761.91 | 10 | 1 | 697988545182 | 69798854518
BFV124 | 70 | MW223NB A L | MW223NB | 3 | BUTTERFLY VALVE,WAFER,LEVER HANDLE,CI BODY,ALMN/BRNZ DISC,200 WOG,BLACK NEOPRENE LINER | 808.67 | 12 | 1 | 697988146532 | 69798814653
BFV124 | 70 | MW223V A J | MW223V | 2 | BUTTERFLY VALVE,WAFER,LEVER HANDLE,CI BODY,ALMN/BRNZ DISC,200 WOG,VITON LINER | 1117.07 | 8.66 | 1 | 697988146556 | 69798814655
BFV124 | 70 | MW223V A K | MW223V | 2 1/2 | BUTTERFLY VALVE,WAFER,LEVER HANDLE,CI BODY,ALMN/BRNZ DISC,200 WOG,VITON LINER | 1117.07 | 9.8 | 1 | 697988146563 | 69798814656
BFV124 | 70 | MW223V A L | MW223V | 3 | BUTTERFLY VALVE,WAFER,LEVER HANDLE,CI BODY,ALMN/BRNZ DISC,200 WOG,VITON LINER | 1163.84 | 10.5 | 1 | 697988146570 | 69798814657
BFV124 | 70 | MW223V A N | MW223V | 4 | BUTTERFLY VALVE,WAFER,LEVER HANDLE,CI BODY,ALMN/BRNZ DISC,200 WOG,VITON LINER | 1463.01 | 13.18 | 1 | 697988146587 | 69798814658
BFV124 | 70 | MW223V A R | MW223V | 5 | BUTTERFLY VALVE,WAFER,LEVER HANDLE,CI BODY,ALMN/BRNZ DISC,200 WOG,VITON LINER | 2061.33 | 17.3 | 1 | 697988146594 | 69798814659
BFV124 | 70 | MW223V A S | MW223V | 6 | BUTTERFLY VALVE,WAFER,LEVER HANDLE,CI BODY,ALMN/BRNZ DISC,200 WOG,VITON LINER | 2309.03 | 20.344 | 1 | 697988146600 | 69798814660
BFV124 | 70 | MW223V A U | MW223V | 8 | BUTTERFLY VALVE,WAFER,LEVER HANDLE,CI BODY,ALMN/BRNZ DISC,200 WOG,VITON LINER | 3669.28 | 34.114 | 1 | 697988146617 | 69798814661
BFV124 | 70 | MW223V A W | MW223V | 10 | BUTTERFLY VALVE,WAFER,LEVER HANDLE,CI BODY,ALMN/BRNZ DISC,200 WOG,VITON LINER | 4580.75 | 58 | 1 | 697988146624 | 69798814662
BFV124 | 70 | MW223V-A A U | MW223VA | 8 | BUTTERFLY VALVE,WAFER,LEVER HANDLE,CI BODY,ALMN/BRNZ DISC,200 WOG,VITON LINER,EPOXY COATED BODY | 4192.74 | 34.114 | 1 | 697988718500 | 69798871850
BFV124 | 70 | MW224B A J | MW224B | 2 | BUTTERFLY VALVE,WAFER,LEVER HANDLE,CI BODY,SS DISC,200 WOG,BUNA LINER | 719.82 | 8.192 | 1 | 697988146648 | 69798814664
BFV124 | 70 | MW224B A K | MW224B | 2 1/2 | BUTTERFLY VALVE,WAFER,LEVER HANDLE,CI BODY,SS DISC,200 WOG,BUNA LINER | 719.82 | 9.95 | 1 | 697988146655 | 69798814665
BFV124 | 70 | MW224B A L | MW224B | 3 | BUTTERFLY VALVE,WAFER,LEVER HANDLE,CI BODY,SS DISC,200 WOG,BUNA LINER | 878.79 | 9.954 | 1 | 697988146662 | 69798814666
BFV124 | 70 | MW224B A N | MW224B | 4 | BUTTERFLY VALVE,WAFER,LEVER HANDLE,CI BODY,SS DISC,200 WOG,BUNA LINER | 1103.08 | 12.926 | 1 | 697988146679 | 69798814667
BFV124 | 70 | MW224B A R | MW224B | 5 | BUTTERFLY VALVE,WAFER,LEVER HANDLE,CI BODY,SS DISC,200 WOG,BUNA LINER | 1463.02 | 16.29 | 1 | 697988146686 | 69798814668
BFV124 | 70 | MW224B A S | MW224B | 6 | BUTTERFLY VALVE,WAFER,LEVER HANDLE,CI BODY,SS DISC,200 WOG,BUNA LINER | 1673.39 | 20.472 | 1 | 697988146693 | 69798814669
BFV124 | 70 | MW224B A U | MW224B | 8 | BUTTERFLY VALVE,WAFER,LEVER HANDLE,CI BODY,SS DISC,200 WOG,BUNA LINER | 2692.38 | 36.46 | 1 | 697988146709 | 69798814670
BFV124 | 70 | MW224B A W | MW224B | 10 | BUTTERFLY VALVE,WAFER,LEVER HANDLE,CI BODY,SS DISC,200 WOG,BUNA LINER | 4361.07 | 54.8 | 1 | 697988146716 | 69798814671
BFV124 | 70 | MW224B AWJ | MW224B | 12 | BUTTERFLY VALVE,WAFER,LEVER HANDLE,CI BODY,SS DISC,200 WOG,BUNA LINER | 5927 | 78 | 1 | 697988146723 | 69798814672
BFV124 | 70 | MW224B-A A J | MW224BA | 2 | BUTTERFLY VALVE,WAFER,LEVER HANDLE,CI BODY,SS DISC,200 WOG,BUNA LINER,EPOXY CTD BODY | 986.29 | 8.192 | 1 | 697988146730 | 69798814673
BFV124 | 70 | MW224B-A A K | MW224BA | 2 1/2 | BUTTERFLY VALVE,WAFER,LEVER HANDLE,CI BODY,SS DISC,200 WOG,BUNA LINER,EPOXY CTD BODY | 986.29 | 11 | 1 | 697988572065 | 69798857206
BFV124 | 70 | MW224B-A A L | MW224BA | 3 | BUTTERFLY VALVE,WAFER,LEVER HANDLE,CI BODY,SS DISC,200 WOG,BUNA LINER,EPOXY CTD BODY | 1210.65 | 9.954 | 1 | 697988146747 | 69798814674
BFV124 | 70 | MW224B-A A N | MW224BA | 4 | BUTTERFLY VALVE,WAFER,LEVER HANDLE,CI BODY,SS DISC,200 WOG,BUNA LINER,EPOXY CTD BODY | 1458.29 | 12.926 | 1 | 697988659018 | 69798865901
BFV124 | 70 | MW224B-A A S | MW224BA | 6 | BUTTERFLY VALVE,WAFER,LEVER HANDLE,CI BODY,SS DISC,200 WOG,BUNA LINER,EPOXY CTD BODY | 2145.48 | 20.34 | 1 | 697988146754 | 69798814675
BFV124 | 70 | MW224B-A A U | MW224BA | 8 | BUTTERFLY VALVE,WAFER,LEVER HANDLE,CI BODY,SS DISC,200 WOG,BUNA LINER,EPOXY CTD BODY | 3215.82 | 39 | 1 | 697988604469 | 69798860446
BFV124 | 70 | MW224E A J | MW224E | 2 | BUTTERFLY VALVE,WAFER,LEVER HANDLE,CI BODY,SS DISC,200 WOG,EPDM LINER | 719.82 | 8.44 | 1 | 697988146778 | 69798814677
BFV124 | 70 | MW224E A K | MW224E | 2 1/2 | BUTTERFLY VALVE,WAFER,LEVER HANDLE,CI BODY,SS DISC,200 WOG,EPDM LINER | 719.82 | 10.45 | 1 | 697988146785 | 69798814678
BFV124 | 70 | MW224E A L | MW224E | 3 | BUTTERFLY VALVE,WAFER,LEVER HANDLE,CI BODY,SS DISC,200 WOG,EPDM LINER | 878.79 | 10.11 | 1 | 697988146792 | 69798814679
BFV124 | 70 | MW224E A N | MW224E | 4 | BUTTERFLY VALVE,WAFER,LEVER HANDLE,CI BODY,SS DISC,200 WOG,EPDM LINER | 1103.08 | 12.808 | 1 | 697988146808 | 69798814680
BFV124 | 70 | MW224E A R | MW224E | 5 | BUTTERFLY VALVE,WAFER,LEVER HANDLE,CI BODY,SS DISC,200 WOG,EPDM LINER | 1463.02 | 17.32 | 1 | 697988146815 | 69798814681
BFV124 | 70 | MW224E A S | MW224E | 6 | BUTTERFLY VALVE,WAFER,LEVER HANDLE,CI BODY,SS DISC,200 WOG,EPDM LINER | 1673.39 | 21 | 1 | 697988146822 | 69798814682
BFV124 | 70 | MW224E A U | MW224E | 8 | BUTTERFLY VALVE,WAFER,LEVER HANDLE,CI BODY,SS DISC,200 WOG,EPDM LINER | 2692.38 | 35.228 | 1 | 697988146839 | 69798814683
BFV124 | 70 | MW224E A W | MW224E | 10 | BUTTERFLY VALVE,WAFER,LEVER HANDLE,CI BODY,SS DISC,200 WOG,EPDM LINER | 4361.07 | 52.536 | 1 | 697988146846 | 69798814684
BFV124 | 70 | MW224E AWJ | MW224E | 12 | BUTTERFLY VALVE,WAFER,LEVER HANDLE,CI BODY,SS DISC,200 WOG,EPDM LINER | 5927 | 79.31 | 1 | 697988146853 | 69798814685
BFV124 | 70 | MW224E-A A J | MW224EA | 2 | BUTTERFLY VALVE,WAFER,LEVER HANDLE,CI BODY,SS DISC,200 WOG,EPDM LINER,EPOXY CTD BODY | 986.29 | 8.13 | 1 | 697988146860 | 69798814686
BFV124 | 70 | MW224E-A A K | MW224EA | 2 1/2 | BUTTERFLY VALVE,WAFER,LEVER HANDLE,CI BODY,SS DISC,200 WOG,EPDM LINER,EPOXY CTD BODY | 986.29 | 10.45 | 1 | 697988146877 | 69798814687
BFV124 | 70 | MW224E-A A L | MW224EA | 3 | BUTTERFLY VALVE,WAFER,LEVER HANDLE,CI BODY,SS DISC,200 WOG,EPDM LINER,EPOXY CTD BODY | 1210.65 | 12 | 1 | 697988146884 | 69798814688
BFV124 | 70 | MW224E-A A N | MW224EA | 4 | BUTTERFLY VALVE,WAFER,LEVER HANDLE,CI BODY,SS DISC,200 WOG,EPDM LINER,EPOXY CTD BODY | 1458.29 | 15 | 1 | 697988146891 | 69798814689
BFV124 | 70 | MW224E-A A R | MW224EA | 5 | BUTTERFLY VALVE,WAFER,LEVER HANDLE,CI BODY,SS DISC,200 WOG,EPDM LINER,EPOXY CTD BODY | 1902.36 | 19 | 1 | 697988625686 | 69798862568
BFV124 | 70 | MW224E-A A S | MW224EA | 6 | BUTTERFLY VALVE,WAFER,LEVER HANDLE,CI BODY,SS DISC,200 WOG,EPDM LINER,EPOXY CTD BODY | 2145.48 | 21.75 | 1 | 697988146907 | 69798814690
BFV124 | 70 | MW224E-A A U | MW224EA | 8 | BUTTERFLY VALVE,WAFER,LEVER HANDLE,CI BODY,SS DISC,200 WOG,EPDM LINER,EPOXY CTD BODY | 3215.82 | 32.56 | 1 | 697988146914 | 69798814691
BFV124 | 70 | MW224E-A A W | MW224EA | 10 | BUTTERFLY VALVE,WAFER,LEVER HANDLE,CI BODY,SS DISC,200 WOG,EPDM LINER,EPOXY CTD BODY | 4996.77 | 59.25 | 1 | 697988146921 | 69798814692
BFV124 | 70 | MW224E-A AWJ | MW224EA | 12 | BUTTERFLY VALVE,WAFER,LEVER HANDLE,CI BODY,SS DISC,200 WOG,EPDM LINER,EPOXY CTD BODY | 6801.05 | 79.31 | 1 | 697988146938 | 69798814693
BFV124 | 70 | MW224H A J | MW224H | 2 | BUTTERFLY VALVE,WAFER,LEVER HANDLE,CI BODY,SS DISC,200 WOG,HYPALON LINER | 930.2 | 10 | 1 | 697988146952 | 69798814695
BFV124 | 70 | MW224H A L | MW224H | 3 | BUTTERFLY VALVE,WAFER,LEVER HANDLE,CI BODY,SS DISC,200 WOG,HYPALON LINER | 1089.13 | 11.662 | 1 | 697988365827 | 69798836582
BFV124 | 70 | MW224NW A W | MW224NW | 10 | BUTTERFLY VALVE,WAFER,LEVER HANDLE,CI BODY,SS DISC,200 WOG,WHITE NEOPRENE LINER | 5094.91 | 109.7 | 1 | 697988147126 | 69798814712
BFV124 | 70 | MW224NW AWJ | MW224NW | 12 | BUTTERFLY VALVE,WAFER,LEVER HANDLE,CI BODY,SS DISC,200 WOG,WHITE NEOPRENE LINER | 6997.38 | 79.31 | 1 | 697988147133 | 69798814713
BFV124 | 70 | MW224NWA A S | MW224NWA | 6 | BUTTERFLY VALVE,WAFER,LEVER HANDLE,CI BODY,SS DISC,200 WOG,WHITE NEOPRENE LINER,EPOXY CTD BODY | 2482.05 | 21.2 | 1 | 697988346734 | 69798834673
BFV124 | 70 | MW224T A J | MW224T | 2 | BUTTERFLY VALVE,WAFER,LEVER HANDLE,CI BODY,SS DISC,200 WOG,TEFLON LINER | 2267.04 | 8.12 | 1 | 697988147140 | 69798814714
BFV124 | 70 | MW224T A K | MW224T | 2 1/2 | BUTTERFLY VALVE,WAFER,LEVER HANDLE,CI BODY,SS DISC,200 WOG,TEFLON LINER | 2491.44 | 10.1 | 1 | 697988147157 | 69798814715
BFV124 | 70 | MW224T A L | MW224T | 3 | BUTTERFLY VALVE,WAFER,LEVER HANDLE,CI BODY,SS DISC,200 WOG,TEFLON LINER | 2706.39 | 10.54 | 1 | 697988147164 | 69798814716
BFV124 | 70 | MW224T A N | MW224T | 4 | BUTTERFLY VALVE,WAFER,LEVER HANDLE,CI BODY,SS DISC,200 WOG,TEFLON LINER | 3215.82 | 14.22 | 1 | 697988147171 | 69798814717
BFV124 | 70 | MW224T A S | MW224T | 6 | BUTTERFLY VALVE,WAFER,LEVER HANDLE,CI BODY,SS DISC,200 WOG,TEFLON LINER | 4482.58 | 20.68 | 1 | 697988147188 | 69798814718
BFV124 | 70 | MW224V A J | MW224V | 2 | BUTTERFLY VALVE,WAFER,LEVER HANDLE,CI BODY,SS DISC,200 WOG,VITON LINER | 1285.36 | 8.85 | 1 | 697988147225 | 69798814722
BFV124 | 70 | MW224V A K | MW224V | 2 1/2 | BUTTERFLY VALVE,WAFER,LEVER HANDLE,CI BODY,SS DISC,200 WOG,VITON LINER | 1285.36 | 9.7 | 1 | 697988147232 | 69798814723
BFV124 | 70 | MW224V A L | MW224V | 3 | BUTTERFLY VALVE,WAFER,LEVER HANDLE,CI BODY,SS DISC,200 WOG,VITON LINER | 1444.3 | 10.42 | 1 | 697988147249 | 69798814724
BFV124 | 70 | MW224V A N | MW224V | 4 | BUTTERFLY VALVE,WAFER,LEVER HANDLE,CI BODY,SS DISC,200 WOG,VITON LINER | 1785.53 | 13.372 | 1 | 697988147256 | 69798814725
BFV124 | 70 | MW224V A R | MW224V | 5 | BUTTERFLY VALVE,WAFER,LEVER HANDLE,CI BODY,SS DISC,200 WOG,VITON LINER | 2458.66 | 16.3 | 1 | 697988147263 | 69798814726
BFV124 | 70 | MW224V A S | MW224V | 6 | BUTTERFLY VALVE,WAFER,LEVER HANDLE,CI BODY,SS DISC,200 WOG,VITON LINER | 2692.38 | 21.9 | 1 | 697988147270 | 69798814727
BFV124 | 70 | MW224V A U | MW224V | 8 | BUTTERFLY VALVE,WAFER,LEVER HANDLE,CI BODY,SS DISC,200 WOG,VITON LINER | 4473.27 | 39.1 | 1 | 697988147287 | 69798814728
BFV124 | 70 | MW224V A W | MW224V | 10 | BUTTERFLY VALVE,WAFER,LEVER HANDLE,CI BODY,SS DISC,200 WOG,VITON LINER | 6436.44 | 58.65 | 1 | 697988147294 | 69798814729
BFV124 | 70 | MW224V AWJ | MW224V | 12 | BUTTERFLY VALVE,WAFER,LEVER HANDLE,CI BODY,SS DISC,200 WOG,VITON LINER | 8507.23 | 81.2 | 1 | 697988147300 | 69798814730
BFV124 | 70 | MW224V-A A K | MW224VA | 2 1/2 | BUTTERFLY VALVE,WAFER,LEVER HANDLE,CI BODY,SS DISC,200 WOG,VITON LINER,EPOXY CTD BODY | 1551.83 | 9.7 | 1 | 697988344198 | 69798834419
BFV124 | 70 | MW224V-A A L | MW224VA | 3 | BUTTERFLY VALVE,WAFER,LEVER HANDLE,CI BODY,SS DISC,200 WOG,VITON LINER,EPOXY CTD BODY | 1776.2 | 10.9 | 1 | 697988344204 | 69798834420
BFV124 | 70 | MW224V-A A N | MW224VA | 4 | BUTTERFLY VALVE,WAFER,LEVER HANDLE,CI BODY,SS DISC,200 WOG,VITON LINER,EPOXY CTD BODY | 2140.73 | 13.372 | 1 | 697988344211 | 69798834421
BFV124 | 70 | MW224V-A A R | MW224VA | 5 | BUTTERFLY VALVE,WAFER,LEVER HANDLE,CI BODY,SS DISC,200 WOG,VITON LINER,EPOXY CTD BODY | 2898.03 | 16.3 | 1 | 697988344228 | 69798834422
BFV124 | 70 | MW224V-A A S | MW224VA | 6 | BUTTERFLY VALVE,WAFER,LEVER HANDLE,CI BODY,SS DISC,200 WOG,VITON LINER,EPOXY CTD BODY | 3164.44 | 21.9 | 1 | 697988344235 | 69798834423
BFV124 | 70 | MW224V-A A U | MW224VA | 8 | BUTTERFLY VALVE,WAFER,LEVER HANDLE,CI BODY,SS DISC,200 WOG,VITON LINER,EPOXY CTD BODY | 4996.77 | 39.1 | 1 | 697988344242 | 69798834424
BFV124 | 70 | MW224V-A A W | MW224VA | 10 | BUTTERFLY VALVE,WAFER,LEVER HANDLE,CI BODY,SS DISC,200 WOG,VITON LINER,EPOXY CTD BODY | 7072.13 | 58.65 | 1 | 697988344259 | 69798834425
BFV124 | 70 | MW224V-A AWJ | MW224VA | 12 | BUTTERFLY VALVE,WAFER,LEVER HANDLE,CI BODY,SS DISC,200 WOG,VITON LINER,EPOXY CTD BODY | 9381.26 | 81.2 | 1 | 697988344266 | 69798834426
BFV124 | 70 | MW227B A J | MW227B | 2 | BUTTERFLY VALVE,WAFER,LEVER HANDLE,CI BODY,NYLON CTD DI DISC,200 WOG,BUNA LINER | 593.67 | 11 | 1 | 697988326439 | 69798832643
BFV124 | 70 | MW227E A L | MW227E | 3 | BUTTERFLY VALVE,WAFER,LEVER HANDLE,CI BODY,NYLON CTD DI DISC,200 WOG,EPDM LINER | 649.7 | 12 | 1 | 697988147447 | 69798814744
BFV124 | 70 | MW227E A N | MW227E | 4 | BUTTERFLY VALVE,WAFER,LEVER HANDLE,CI BODY,NYLON CTD DI DISC,200 WOG,EPDM LINER | 813.39 | 15 | 1 | 697988147454 | 69798814745
BFV124 | 70 | MW227ESA A N | MW227ESA | 4 | BUTTERFLY VALVE,WAFER,LEVER HNDL,CI BODY,NYLN CTD DI DISC,200 WOG,EPDM LINR,316 SS STEM,EPXY CTD BDY | 1285.43 | 15 | 1 | 697988510043 | 69798851004
BFV124 | 70 | MW227ESA A S | MW227ESA | 6 | BUTTERFLY VALVE,WAFER,LEVER HNDL,CI BODY,NYLN CTD DI DISC,200 WOG,EPDM LINR,316 SS STEM,EPXY CTD BDY | 1963.22 | 23 | 1 | 697988510050 | 69798851005
BFV124 | 70 | MW228B A U | MW228B | 8 | BUTTERFLY VALVE,WAFER,LEVER HANDLE,CI BODY,EPOXY CTD DI DISC,200 WOG,BUNA LINER | 1766.86 | 44 | 1 | 697988343139 | 69798834313
BFV124 | 70 | MW228B A W | MW228B | 10 | BUTTERFLY VALVE,WAFER,LEVER HANDLE,CI BODY,EPOXY CTD DI DISC,200 WOG,BUNA LINER | 2482.02 | 76 | 1 | 697988343146 | 69798834314
BFV124 | 70 | MW228E A K | MW228E | 2 1/2 | BUTTERFLY VALVE,WAFER,LEVER HANDLE,CI BODY,EPOXY CTD DI DISC,200 WOG,EPDM LINER | 575.01 | 11 | 1 | 697988640870 | 69798864087
BFV124 | 70 | MW228E A L | MW228E | 3 | BUTTERFLY VALVE,WAFER,LEVER HANDLE,CI BODY,EPOXY CTD DI DISC,200 WOG,EPDM LINER | 626.34 | 10.32 | 1 | 697988640887 | 69798864088
BFV124 | 70 | MW228E A N | MW228E | 4 | BUTTERFLY VALVE,WAFER,LEVER HANDLE,CI BODY,EPOXY CTD DI DISC,200 WOG,EPDM LINER | 794.61 | 13.23 | 1 | 697988640894 | 69798864089
BFV124 | 70 | MW228E A S | MW228E | 6 | BUTTERFLY VALVE,WAFER,LEVER HANDLE,CI BODY,EPOXY CTD DI DISC,200 WOG,EPDM LINER | 1308.8 | 20.39 | 1 | 697988640900 | 69798864090
BFV124 | 70 | MW228E A U | MW228E | 8 | BUTTERFLY VALVE,WAFER,LEVER HANDLE,CI BODY,EPOXY CTD DI DISC,200 WOG,EPDM LINER | 1766.86 | 44 | 1 | 697988398351 | 69798839835
BFV124 | 70 | MW228E A W | MW228E | 10 | BUTTERFLY VALVE,WAFER,LEVER HANDLE,CI BODY,EPOXY CTD DI DISC,200 WOG,EPDM LINER | 2482.02 | 55.45 | 1 | 697988640917 | 69798864091
BFV124 | 70 | MW228E-A A L | MW228EA | 3 | BUTTERFLY VALVE,WAFER,LEVER HANDLE,CI BODY,EPOXY CTD DI DISC,200 WOG,EPDM LINER,EPOXY CTD BODY | 958.23 | 10.32 | 1 | 697988645554 | 69798864555
BFV124 | 70 | MW228E-A A W | MW228EA | 10 | BUTTERFLY VALVE,WAFER,LEVER HANDLE,CI BODY,EPOXY CTD DI DISC,200 WOG,EPDM LINER,EPOXY CTD BODY | 3117.71 | 55.45 | 1 | 697988382572 | 69798838257
BFV124 | 70 | MW228V A L | MW228V | 3 | BUTTERFLY VALVE,WAFER,LEVER HANDLE,CI BODY,EPOXY CTD DI DISC,200 WOG,VITON LINER | 1191.88 | 12 | 1 | 697988373846 | 69798837384
BFV124 | 71 | MW232B A J | MW232B | 2 | BUTTERFLY VALVE,WAFER,LEVER HANDLE,DI BODY,NCKL PLTD DI DISC,200 WOG,BUNA LINER | 607.64 | 8.26 | 1 | 697988716636 | 69798871663
BFV124 | 71 | MW232B A K | MW232B | 2 1/2 | BUTTERFLY VALVE,WAFER,LEVER HANDLE,DI BODY,NCKL PLTD DI DISC,200 WOG,BUNA LINER | 607.64 | 11 | 1 | 697988543614 | 69798854361
BFV124 | 71 | MW232B A L | MW232B | 3 | BUTTERFLY VALVE,WAFER,LEVER HANDLE,DI BODY,NCKL PLTD DI DISC,200 WOG,BUNA LINER | 682.47 | 10.95 | 1 | 697988550124 | 69798855012
BFV124 | 71 | MW232B A N | MW232B | 4 | BUTTERFLY VALVE,WAFER,LEVER HANDLE,DI BODY,NCKL PLTD DI DISC,200 WOG,BUNA LINER | 860.06 | 13.95 | 1 | 697988147546 | 69798814754
BFV124 | 71 | MW232B A R | MW232B | 5 | BUTTERFLY VALVE,WAFER,LEVER HANDLE,DI BODY,NCKL PLTD DI DISC,200 WOG,BUNA LINER | 1154.52 | 19 | 1 | 697988543621 | 69798854362
BFV124 | 71 | MW232B A S | MW232B | 6 | BUTTERFLY VALVE,WAFER,LEVER HANDLE,DI BODY,NCKL PLTD DI DISC,200 WOG,BUNA LINER | 1378.91 | 23 | 1 | 697988147553 | 69798814755
BFV124 | 71 | MW232B A U | MW232B | 8 | BUTTERFLY VALVE,WAFER,LEVER HANDLE,DI BODY,NICKEL PLATED DI DISC,200 WOG,BUNA LINER | 1837.01 | 34.49 | 1 | 697988716643 | 69798871664
BFV124 | 71 | MW232E A J | MW232E | 2 | BUTTERFLY VALVE,WAFER,LEVER HANDLE,DI BODY,NCKL PLTD DI DISC,200 WOG,EPDM LINER | 607.64 | 10 | 1 | 697988509832 | 69798850983
BFV124 | 71 | MW232E A L | MW232E | 3 | BUTTERFLY VALVE,WAFER,LEVER HANDLE,DI BODY,NCKL PLTD DI DISC,200 WOG,EPDM LINER | 682.47 | 10.112 | 1 | 697988512542 | 69798851254
BFV124 | 71 | MW232E A N | MW232E | 4 | BUTTERFLY VALVE,WAFER,LEVER HANDLE,DI BODY,NCKL PLTD DI DISC,200 WOG,EPDM LINER | 860.06 | 13.026 | 1 | 697988147577 | 69798814757
BFV124 | 71 | MW232E A S | MW232E | 6 | BUTTERFLY VALVE,WAFER,LEVER HANDLE,DI BODY,NCKL PLTD DI DISC,200 WOG,EPDM LINER | 1378.91 | 23 | 1 | 697988570245 | 69798857024
BFV124 | 71 | MW232E A W | MW232E | 10 | BUTTERFLY VALVE,WAFER,LEVER HANDLE,DI BODY,NCKL PLTD DI DISC,200 WOG,EPDM LINER | 2552.18 | 58 | 1 | 697988594074 | 69798859407
BFV124 | 71 | MW232V A L | MW232V | 3 | BUTTERFLY VALVE,WAFER,LEVER HANDLE,DI BODY,NCKL PLTD DI DISC,200 WOG,VITON LINER | 1247.99 | 11.112 | 1 | 697988570818 | 69798857081
BFV124 | 71 | MW232V A N | MW232V | 4 | BUTTERFLY VALVE,WAFER,LEVER HANDLE,DI BODY,NCKL PLTD DI DISC,200 WOG,VITON LINER | 1542.47 | 15 | 1 | 697988576858 | 69798857685
BFV124 | 71 | MW232V A S | MW232V | 6 | BUTTERFLY VALVE,WAFER,LEVER HANDLE,DI BODY,NCKL PLTD DI DISC,200 WOG,VITON LINER | 2397.9 | 23 | 1 | 697988586017 | 69798858601
BFV124 | 71 | MW233B A J | MW233B | 2 | BUTTERFLY VALVE,WAFER,LEVER HANDLE,DI BODY,ALMN/BRNZ DISC,200 WOG,BUNA LINER | 654.4 | 8.16 | 1 | 697988376700 | 69798837670
BFV124 | 71 | MW233B A K | MW233B | 2 1/2 | BUTTERFLY VALVE,WAFER,LEVER HANDLE,DI BODY,ALMN/BRNZ DISC,200 WOG,BUNA LINER | 654.4 | 9.82 | 1 | 697988376717 | 69798837671
BFV124 | 71 | MW233B A L | MW233B | 3 | BUTTERFLY VALVE,WAFER,LEVER HANDLE,DI BODY,ALMN/BRNZ DISC,200 WOG,BUNA LINER | 719.82 | 10.32 | 1 | 697988376724 | 69798837672
BFV124 | 71 | MW233B A N | MW233B | 4 | BUTTERFLY VALVE,WAFER,LEVER HANDLE,DI BODY,ALMN/BRNZ DISC,200 WOG,BUNA LINER | 944.22 | 14 | 1 | 697988147591 | 69798814759
BFV124 | 71 | MW233B A R | MW233B | 5 | BUTTERFLY VALVE,WAFER,LEVER HANDLE,DI BODY,ALMN/BRNZ DISC,200 WOG,BUNA LINER | 1341.47 | 15.6 | 1 | 697988376731 | 69798837673
BFV124 | 71 | MW233B A S | MW233B | 6 | BUTTERFLY VALVE,WAFER,LEVER HANDLE,DI BODY,ALMN/BRNZ DISC,200 WOG,BUNA LINER | 1519.2 | 20.122 | 1 | 697988376748 | 69798837674
BFV124 | 71 | MW233B A U | MW233B | 8 | BUTTERFLY VALVE,WAFER,LEVER HANDLE,DI BODY,ALMN/BRNZ DISC,200 WOG,BUNA LINER | 2164.18 | 35.9 | 1 | 697988376755 | 69798837675
BFV124 | 71 | MW233B A W | MW233B | 10 | BUTTERFLY VALVE,WAFER,LEVER HANDLE,DI BODY,ALMN/BRNZ DISC,200 WOG,BUNA LINER | 2855.97 | 58 | 1 | 697988376762 | 69798837676
BFV124 | 71 | MW233B AWJ | MW233B | 12 | BUTTERFLY VALVE,WAFER,LEVER HANDLE,DI BODY,ALMN/BRNZ DISC,200 WOG,BUNA LINER | 4178.73 | 79.22 | 1 | 697988376779 | 69798837677
BFV124 | 71 | MW233BS A J | MW233BS | 2 | BUTTERFLY VALVE,WAFER,LEVER HANDLE,DI BODY,ALMN/BRNZ DISC,200 WOG,BUNA LINER,316 SS STEM | 743.21 | 8.52 | 1 | 697988649477 | 69798864947
BFV124 | 71 | MW233BS A K | MW233BS | 2 1/2 | BUTTERFLY VALVE,WAFER,LEVER HANDLE,DI BODY,ALMN/BRNZ DISC,200 WOG,BUNA LINER,316 SS STEM | 743.21 | 10.14 | 1 | 697988649484 | 69798864948
BFV124 | 71 | MW233BS A L | MW233BS | 3 | BUTTERFLY VALVE,WAFER,LEVER HANDLE,DI BODY,ALMN/BRNZ DISC,200 WOG,BUNA LINER,316 SS STEM | 818.02 | 10.52 | 1 | 697988649491 | 69798864949
BFV124 | 71 | MW233BS A N | MW233BS | 4 | BUTTERFLY VALVE,WAFER,LEVER HANDLE,DI BODY,ALMN/BRNZ DISC,200 WOG,BUNA LINER,316 SS STEM | 1061.07 | 13.96 | 1 | 697988646094 | 69798864609
BFV124 | 71 | MW233BS A R | MW233BS | 5 | BUTTERFLY VALVE,WAFER,LEVER HANDLE,DI BODY,ALMN/BRNZ DISC,200 WOG,BUNA LINER,316 SS STEM | 1467.67 | 17.22 | 1 | 697988646155 | 69798864615
BFV124 | 71 | MW233BS A S | MW233BS | 6 | BUTTERFLY VALVE,WAFER,LEVER HANDLE,DI BODY,ALMN/BRNZ DISC,200 WOG,BUNA LINER,316 SS STEM | 1678.16 | 20.122 | 1 | 697988646124 | 69798864612
BFV124 | 71 | MW233BS-A A J | MW233BSA | 2 | BUTTERFLY VALVE,WAFER,LEVER HANDLE,DI BODY,ALMN/BRNZ DISC,200 WOG,BUNA LINER,316 SS STEM,EPOXY CTD | 1009.64 | 8.5 | 1 | 697988727175 | 69798872717
BFV124 | 71 | MW233BS-A A K | MW233BSA | 2 1/2 | BUTTERFLY VALVE,WAFER,LEVER HANDLE,DI BODY,ALMN/BRNZ DISC,200 WOG,BUNA LINER,316 SS STEM,EPOXY CTD | 1009.64 | 10.2 | 1 | 697988727182 | 69798872718
BFV124 | 71 | MW233BS-A A L | MW233BSA | 3 | BUTTERFLY VALVE,WAFER,LEVER HANDLE,DI BODY,ALMN/BRNZ DISC,200 WOG,BUNA LINER,316 SS STEM,EPOXY CTD | 1149.89 | 10.5 | 1 | 697988727199 | 69798872719
BFV124 | 71 | MW233BS-A A N | MW233BSA | 4 | BUTTERFLY VALVE,WAFER,LEVER HANDLE,DI BODY,ALMN/BRNZ DISC,200 WOG,BUNA LINER,316 SS STEM | 1416.26 | 14 | 1 | 697988727205 | 69798872720
BFV124 | 71 | MW233E A J | MW233E | 2 | BUTTERFLY VALVE,WAFER,LEVER HANDLE,DI BODY,ALMN/BRNZ DISC,200 WOG,EPDM LINER | 654.4 | 8.42 | 1 | 697988500174 | 69798850017
BFV124 | 71 | MW233E A K | MW233E | 2 1/2 | BUTTERFLY VALVE,WAFER,LEVER HANDLE,DI BODY,ALMN/BRNZ DISC,200 WOG,EPDM LINER | 654.4 | 10.2 | 1 | 697988147645 | 69798814764
BFV124 | 71 | MW233E A L | MW233E | 3 | BUTTERFLY VALVE,WAFER,LEVER HANDLE,DI BODY,ALMN/BRNZ DISC,200 WOG,EPDM LINER | 719.82 | 9.786 | 1 | 697988147652 | 69798814765
BFV124 | 71 | MW233E A N | MW233E | 4 | BUTTERFLY VALVE,WAFER,LEVER HANDLE,DI BODY,ALMN/BRNZ DISC,200 WOG,EPDM LINER | 944.22 | 13.68 | 1 | 697988147669 | 69798814766
BFV124 | 71 | MW233E A R | MW233E | 5 | BUTTERFLY VALVE,WAFER,LEVER HANDLE,DI BODY,ALMN/BRNZ DISC,200 WOG,EPDM LINER | 1341.47 | 16.056 | 1 | 697988500167 | 69798850016
BFV124 | 71 | MW233E A S | MW233E | 6 | BUTTERFLY VALVE,WAFER,LEVER HANDLE,DI BODY,ALMN/BRNZ DISC,200 WOG,EPDM LINER | 1519.2 | 19.84 | 1 | 697988147676 | 69798814767
BFV124 | 71 | MW233E A U | MW233E | 8 | BUTTERFLY VALVE,WAFER,LEVER HANDLE,DI BODY,ALMN/BRNZ DISC,200 WOG,EPDM LINER | 2164.18 | 35.86 | 1 | 697988500150 | 69798850015
BFV124 | 71 | MW233E-A A S | MW233EA | 6 | BUTTERFLY VALVE,WAFER,LEVER HANDLE,DI BODY,ALMN/BRNZ DISC,200 WOG,EPDM LINER,EPOXY CTD BODY | 1991.25 | 23 | 1 | 697988586840 | 69798858684
BFV124 | 71 | MW233ES A L | MW233ES | 3 | BUTTERFLY VALVE,WAFER,LEVER OPERATOR,DI BODY,ALMN/BRNZ DISC,200 WOG,EPDM LINER,316 SS STEM | 818.02 | 10 | 1 | 697988594395 | 69798859439
BFV124 | 71 | MW233ES A S | MW233ES | 6 | BUTTERFLY VALVE,WAFER,LEVER HANDLE,DI BODY,ALMN/BRNZ DISC,200 WOG,EPDM LINER,316 SS STEM | 1678.16 | 20.26 | 1 | 697988649989 | 69798864998
BFV124 | 71 | MW233ES-A A J | MW233ESA | 2 | BUTTERFLY VALVE,WAFER,LEVER HANDLE,DI BODY,ALMN/BRNZ DISC,SS STEM,200 WOG,EPDM LINER,EPOXY COATED | 1009.64 | 8.5 | 1 | 697988728356 | 69798872835
BFV124 | 71 | MW233ES-A A K | MW233ESA | 2 1/2 | BUTTERFLY VALVE,WAFER,LEVER HANDLE,DI BODY,ALMN/BRNZ DISC,SS STEM,200 WOG,EPDM LINER,EPOXY COATED | 1009.64 | 10.2 | 1 | 697988731301 | 69798873130
BFV124 | 71 | MW233ES-A A L | MW233EA | 3 | BUTTERFLY VALVE,WAFER,lEVER OPERATOR,DI BODY,ALMN/BRNZ DISC,200 WOG,EPDM LINER,316 SS STEM,EPOXY CTD | 1149.89 | 10.2 | 1 | 697988727229 | 69798872722
BFV124 | 71 | MW233ES-A A N | MW233ESA | 4 | BUTTERFLY VALVE,WAFER,LEVER HANDLE,DI BODY,ALMN/BRNZ DISC,200 WOG,EPDM LINER,316 SS STEM,EPOXY CTD | 1416.26 | 14 | 1 | 697988727236 | 69798872723
BFV124 | 71 | MW233ES-A A S | MW233ES | 6 | BUTTERFLY VALVE,WAFER,LEVER HANDLE,DI BODY,ALMN/BRNZ DISC,SS STEM,200 WOG,EPDM LINER,EPOXY COATED | 2150.23 | 20.1 | 1 | 697988731318 | 69798873131
BFV124 | 71 | MW233ES-A A U | MW233ESA | 8 | BUTTERFLY VALVE,WAFER,LEVER HANDLE,DI BODY,ALUMINUM BRONZE DISC,SS STEM,200 WOG,EPDM LINER,EPOXY CTD | 2912 | 35.9 | 1 | 697988728110 | 69798872811
BFV124 | 71 | MW233NB A J | MW233NB | 2 | BUTTERFLY VALVE,WAFER,LEVER HANDLE,DI BODY,ALMN/BRNZ DISC,200 WOG,BLACK NEOPRENE LINER | 864.78 | 8.4 | 1 | 697988727359 | 69798872735
BFV124 | 71 | MW233V A J | MW233V | 2 | BUTTERFLY VALVE,WAFER,LEVER HANDLE,DI BODY,ALMN/BRNZ DISC,200 WOG,VITON LINER | 1219.96 | 8.228 | 1 | 697988620971 | 69798862097
BFV124 | 71 | MW233V A K | MW233V | 2 1/2 | BUTTERFLY VALVE,WAFER,LEVER HANDLE,DI BODY,ALMN/BRNZ DISC,200 WOG,VITON LINER | 1219.96 | 12.5 | 1 | 697988666542 | 69798866654
BFV124 | 71 | MW233V A L | MW233V | 3 | BUTTERFLY VALVE,WAFER,LEVER HANDLE,DI BODY,ALMN/BRNZ DISC,200 WOG,VITON LINER | 1285.36 | 12 | 1 | 697988393097 | 69798839309
BFV124 | 71 | MW233V A N | MW233V | 4 | BUTTERFLY VALVE,WAFER,LEVER HANDLE,DI BODY,ALMN/BRNZ DISC,200 WOG,VITON LINER | 1626.68 | 13.184 | 1 | 697988527706 | 69798852770
BFV124 | 71 | MW233V A R | MW233V | 5 | BUTTERFLY VALVE,WAFER,LEVER HANDLE,DI BODY,ALMN/BRNZ DISC,200 WOG,VITON LINER | 2337.14 | 17.06 | 1 | 697988668881 | 69798866888
BFV124 | 71 | MW233V A S | MW233V | 6 | BUTTERFLY VALVE,WAFER,LEVER HANDLE,DI BODY,ALMN/BRNZ DISC,200 WOG,VITON LINER | 2538.18 | 20.58 | 1 | 697988666672 | 69798866667
BFV124 | 71 | MW233V A U | MW233V | 8 | BUTTERFLY VALVE,WAFER,LEVER HANDLE,DI BODY,ALMN/BRNZ DISC,200 WOG,VITON LINER | 3945.09 | 34.114 | 1 | 697988668874 | 69798866887
BFV124 | 71 | MW234B A J | MW234B | 2 | BUTTERFLY VALVE,WAFER,LEVER HANDLE,DI BODY,SS DISC,200 WOG,BUNA LINER | 827.39 | 9.35 | 1 | 697988650039 | 69798865003
BFV124 | 71 | MW234B A K | MW234B | 2 1/2 | BUTTERFLY VALVE,WAFER,LEVER HANDLE,DI BODY,SS DISC,200 WOG,BUNA LINER | 827.39 | 12.5 | 1 | 697988650046 | 69798865004
BFV124 | 71 | MW234B A L | MW234B | 3 | BUTTERFLY VALVE,WAFER,LEVER HANDLE,DI BODY,SS DISC,200 WOG,BUNA LINER | 1009.64 | 10.44 | 1 | 697988645776 | 69798864577
BFV124 | 71 | MW234B A N | MW234B | 4 | BUTTERFLY VALVE,WAFER,LEVER HANDLE,DI BODY,SS DISC,200 WOG,BUNA LINER | 1276.06 | 15 | 1 | 697988589865 | 69798858986
BFV124 | 71 | MW234B A R | MW234B | 5 | BUTTERFLY VALVE,WAFER,LEVER HANDLE,DI BODY,SS DISC,200 WOG,BUNA LINER | 1729.5 | 17.32 | 1 | 697988650053 | 69798865005
BFV124 | 71 | MW234B A S | MW234B | 6 | BUTTERFLY VALVE,WAFER,LEVER HANDLE,DI BODY,SS DISC,200 WOG,BUNA LINER | 1925.81 | 23 | 1 | 697988512887 | 69798851288
BFV124 | 71 | MW234B A U | MW234B | 8 | BUTTERFLY VALVE,WAFER,LEVER HANDLE,DI BODY,SS DISC,200 WOG,BUNA LINER | 2944.74 | 37.08 | 1 | 697988527225 | 69798852722
BFV124 | 71 | MW234B A W | MW234B | 10 | BUTTERFLY VALVE,WAFER,LEVER HANDLE,DI BODY,SS DISC,200 WOG,BUNA LINER | 4720.93 | 58 | 1 | 697988326620 | 69798832662
BFV124 | 71 | MW234B-A A L | MW234BA | 3 | BUTTERFLY VALVE,WAFER,LEVER HANDLE,DI BODY,SS DISC,200 WOG,BUNA LINER,EPOXY CTD BODY | 1341.54 | 10.44 | 1 | 697988681088 | 69798868108
BFV124 | 71 | MW234E A J | MW234E | 2 | BUTTERFLY VALVE,WAFER,LEVER HANDLE,DI BODY,SS DISC,200 WOG,EPDM LINER | 827.39 | 8.18 | 1 | 697988487789 | 69798848778
BFV124 | 71 | MW234E A K | MW234E | 2 1/2 | BUTTERFLY VALVE,WAFER,LEVER HANDLE,DI BODY,SS DISC,200 WOG,EPDM LINER | 827.39 | 11 | 1 | 697988399228 | 69798839922
BFV124 | 71 | MW234E A L | MW234E | 3 | BUTTERFLY VALVE,WAFER,LEVER HANDLE,DI BODY,SS DISC,200 WOG,EPDM LINER | 1009.64 | 10.44 | 1 | 697988399211 | 69798839921
BFV124 | 71 | MW234E A N | MW234E | 4 | BUTTERFLY VALVE,WAFER,LEVER HANDLE,DI BODY,SS DISC,200 WOG,EPDM LINER | 1276.06 | 15 | 1 | 697988399235 | 69798839923
BFV124 | 71 | MW234E A R | MW234E | 5 | BUTTERFLY VALVE,WAFER,LEVER HANDLE,DI BODY,SS DISC,200 WOG,EPDM LINER | 1729.5 | 17.32 | 1 | 697988665996 | 69798866599
BFV124 | 71 | MW234E A S | MW234E | 6 | BUTTERFLY VALVE,WAFER,LEVER HANDLE,DI BODY,SS DISC,200 WOG,EPDM LINER | 1925.81 | 21.8 | 1 | 697988399242 | 69798839924
BFV124 | 71 | MW234E A U | MW234E | 8 | BUTTERFLY VALVE,WAFER,LEVER HANDLE,DI BODY,SS DISC,200 WOG,EPDM LINER | 2944.74 | 17.13 | 1 | 697988487796 | 69798848779
BFV124 | 71 | MW234E A W | MW234E | 10 | BUTTERFLY VALVE,WAFER,LEVER HANDLE,DI BODY,SS DISC,200 WOG,EPDM LINER | 4720.93 | 58 | 1 | 697988487802 | 69798848780
BFV124 | 71 | MW234E AWJ | MW234E | 12 | BUTTERFLY VALVE,WAFER,LEVER HANDLE,DI BODY,SS DISC,200 WOG,EPDM LINER | 6361.64 | 79 | 1 | 697988487819 | 69798848781
BFV124 | 71 | MW234E-A A J | MW234EA | 2 | BUTTERFLY VALVE,WAFER,LEVER HANDLE,DI BODY,SS DISC,200 WOG,EPDM LINER,EPOXY CTD BODY | 1093.84 | 10 | 1 | 697988506817 | 69798850681
BFV124 | 71 | MW234E-A A L | MW234EA | 3 | BUTTERFLY VALVE,WAFER,LEVER HANDLE,DI BODY,SS DISC,200 WOG,EPDM LINER,EPOXY CTD BODY | 1341.54 | 11.236 | 1 | 697988498129 | 69798849812
BFV124 | 71 | MW234E-A A N | MW234EA | 4 | BUTTERFLY VALVE,WAFER,LEVER HANDLE,DI BODY,SS DISC,200 WOG,EPDM LINER,EPOXY CTD BODY | 1631.24 | 17.382 | 1 | 697988498136 | 69798849813
BFV124 | 71 | MW234E-A A S | MW234EA | 6 | BUTTERFLY VALVE,WAFER,LEVER HANDLE,DI BODY,SS DISC,200 WOG,EPDM LINER,EPOXY CTD BODY | 2397.9 | 25.83 | 1 | 697988498143 | 69798849814
BFV124 | 71 | MW234E-A A U | MW234EA | 8 | BUTTERFLY VALVE,WAFER,LEVER HANDLE,DI BODY,SS DISC,200 WOG,EPDM LINER | 3468.21 | 39 | 1 | 697988715189 | 69798871518
BFV124 | 71 | MW234E-DA A N | MW234EDA | 4 | BUTTERFLY VALVE,WAFER,LEVER HANDLE,DI BODY,SS DISC,200 WOG,EPDM LINER,DRY ASSEMBLED | 1276.06 | 15 | 1 | 697988716834 | 69798871683
BFV124 | 71 | MW234NB A L | MW234NB | 3 | BUTTERFLY VALVE,WAFER,LEVER HANDLE,DI BODY,SS DISC,200 WOG,BLACK NEOPRENE LINER | 1220.02 | 10.75 | 1 | 697988505421 | 69798850542
BFV124 | 71 | MW234NB A N | MW234NB | 4 | BUTTERFLY VALVE,WAFER,LEVER HANDLE,DI BODY,SS DISC,200 WOG,BLACK NEOPRENE LINER | 1486.41 | 15 | 1 | 697988505438 | 69798850543
BFV124 | 71 | MW234NB A S | MW234NB | 6 | BUTTERFLY VALVE,WAFER,LEVER HANDLE,DI BODY,SS DISC,200 WOG,BLACK NEOPRENE LINER | 2206.25 | 23 | 1 | 697988541252 | 69798854125
BFV124 | 71 | MW234NB A U | MW234NB | 8 | BUTTERFLY VALVE,WAFER,LEVER HANDLE,DI BODY,SS DISC,200 WOG,BLACK NEOPRENE LINER | 3533.67 | 39 | 1 | 697988541269 | 69798854126
BFV124 | 71 | MW234NB-A A J | MW234NBA | 2 | BUTTERFLY VALVE,WAFER,LEVER HANDLE,DI BODY,SS DISC,200 WOG,BLACK NEOPRENE LINER,EPOXY CTD BODY | 1304.21 | 0 | 1 | 697988732643 | 69798873264
BFV124 | 71 | MW234T A L | MW234T | 3 | BUTTERFLY VALVE,WAFER,LEVER HANDLE,DI BODY,SS DISC,200 WOG,TEFLON LINER | 2837.29 | 11 | 1 | 697988717961 | 69798871796
BFV124 | 71 | MW234T A N | MW234T | 4 | BUTTERFLY VALVE,WAFER,LEVER HANDLE,DI BODY,SS DISC,200 WOG,TEFLON LINER | 3388.81 | 10.85 | 1 | 697988717978 | 69798871797
BFV124 | 71 | MW234T A S | MW234T | 6 | BUTTERFLY VALVE,WAFER,LEVER HANDLE,DI BODY,SS DISC,200 WOG,TEFLON LINER | 4735.01 | 0 | 1 | 697988741096 | 69798874109
BFV124 | 71 | MW234V A J | MW234V | 2 | BUTTERFLY VALVE,WAFER,LEVER HANDLE,DI BODY,SS DISC,200 WOG,VITON LINER | 1392.92 | 8.6 | 1 | 697988568969 | 69798856896
BFV124 | 71 | MW234V A K | MW234V | 2 1/2 | BUTTERFLY VALVE,WAFER,LEVER HANDLE,DI BODY,SS DISC,200 WOG,VITON LINER | 1392.92 | 9.42 | 1 | 697988568976 | 69798856897
BFV124 | 71 | MW234V A L | MW234V | 3 | BUTTERFLY VALVE,WAFER,LEVER HANDLE,DI BODY,SS DISC,200 WOG,VITON LINER | 1575.22 | 10.75 | 1 | 697988568938 | 69798856893
BFV124 | 71 | MW234V A N | MW234V | 4 | BUTTERFLY VALVE,WAFER,LEVER HANDLE,DI BODY,SS DISC,200 WOG,VITON LINER | 1958.52 | 9.42 | 1 | 697988568983 | 69798856898
BFV124 | 71 | MW234V A R | MW234V | 5 | BUTTERFLY VALVE,WAFER,LEVER HANDLE,DI BODY,SS DISC,200 WOG,VITON LINER | 2725.14 | 9.42 | 1 | 697988568990 | 69798856899
BFV124 | 71 | MW234V A S | MW234V | 6 | BUTTERFLY VALVE,WAFER,LEVER HANDLE,DI BODY,SS DISC,200 WOG,VITON LINER | 2944.8 | 21.56 | 1 | 697988569003 | 69798856900
BFV124 | 71 | MW234V A U | MW234V | 8 | BUTTERFLY VALVE,WAFER,LEVER HANDLE,DI BODY,SS DISC,200 WOG,VITON LINER | 4725.64 | 9.42 | 1 | 697988569010 | 69798856901
BFV124 | 71 | MW234V A W | MW234V | 10 | BUTTERFLY VALVE,WAFER,LEVER HANDLE,DI BODY,SS DISC,200 WOG,VITON LINER | 6796.33 | 9.42 | 1 | 697988569027 | 69798856902
BFV124 | 71 | MW234V AWJ | MW234V | 12 | BUTTERFLY VALVE,WAFER,LEVER HANDLE,DI BODY,SS DISC,200 WOG,VITON LINER | 8941.89 | 9.42 | 1 | 697988569034 | 69798856903
BFV124 | 70 | MW237E A N | MW237E | 4 | BUTTERFLY VALVE,WAFER,LEVER HANDLE,DI BODY,NYLON CTD DI DISC,200 WOG,EPDM LINER | 967.59 | 9.42 | 1 | 697988682849 | 69798868284
BFV124 | 71 | MW238V-A A N | MW238VA | 4 | BUTTERFLY VALVE,WAFER,LEVER HANDLE,DI BODY,EPOXY CTD DI DISC,200 WOG,VITON LINER,EPOXY CTD BODY | 1986.44 | 13.096 | 1 | 697988626003 | 69798862600
BFV124 | 71 | MW239BSA A N | MW239BSA | 4 | BUTTERFLY VALVE,WAFER,LVR HNDL,DI BODY,NYLON CTD ALMN/BRNZ DISC,200 WOG,BUNA LINER,SS STEM,EPOXY CTD | 1523.78 | 15 | 1 | 697988592353 | 69798859235
BFV124 | 71 | MW239BSA A S | MW239BSA | 6 | BUTTERFLY VALVE,WAFER,LVR HNDL,DI BODY,NYLON CTD ALMN/BRNZ DISC,200 WOG,BUNA LINER,SS STEM,EPOXY CTD | 2323.16 | 21.8 | 1 | 697988592360 | 69798859236
BFV124 | 70 | MW322B A J | MW322B | 2 | BUTTERFLY VALVE,WAFER,GEAR OPERATOR,CI BODY,NCKL PLTD DI DISC,200 WOG,BUNA LINER | 1084.41 | 12 | 1 | 697988147706 | 69798814770
BFV124 | 70 | MW322B A K | MW322B | 2 1/2 | BUTTERFLY VALVE,WAFER,GEAR OPERATOR,CI BODY,NCKL PLTD DI DISC,200 WOG,BUNA LINER | 1084.41 | 13 | 1 | 697988147713 | 69798814771
BFV124 | 70 | MW322B A L | MW322B | 3 | BUTTERFLY VALVE,WAFER,GEAR OPERATOR,CI BODY,NCKL PLTD DI DISC,200 WOG,BUNA LINER | 1126.48 | 15.6 | 1 | 697988147720 | 69798814772
BFV124 | 70 | MW322B A N | MW322B | 4 | BUTTERFLY VALVE,WAFER,GEAR OPERATOR,CI BODY,NCKL PLTD DI DISC,200 WOG,BUNA LINER | 1285.38 | 17 | 1 | 697988147737 | 69798814773
BFV124 | 70 | MW322B A R | MW322B | 5 | BUTTERFLY VALVE,WAFER,GEAR OPERATOR,CI BODY,NCKL PLTD DI DISC,200 WOG,BUNA LINER | 1514.5 | 20 | 1 | 697988147744 | 69798814774
BFV124 | 70 | MW322B A S | MW322B | 6 | BUTTERFLY VALVE,WAFER,GEAR OPERATOR,CI BODY,NCKL PLTD DI DISC,200 WOG,BUNA LINER | 1734.14 | 28.5 | 1 | 697988147751 | 69798814775
BFV124 | 70 | MW322B A U | MW322B | 8 | BUTTERFLY VALVE,WAFER,GEAR OPERATOR,CI BODY,NCKL PLTD DI DISC,200 WOG,BUNA LINER | 2262.35 | 42.66 | 1 | 697988147768 | 69798814776
BFV124 | 70 | MW322B A W | MW322B | 10 | BUTTERFLY VALVE,WAFER,GEAR OPERATOR,CI BODY,NCKL PLTD DI DISC,200 WOG,BUNA LINER | 2888.69 | 58.42 | 1 | 697988147775 | 69798814777
BFV124 | 70 | MW322B AWJ | MW322B | 12 | BUTTERFLY VALVE,WAFER,GEAR OPERATOR,CI BODY,NCKL PLTD DI DISC,200 WOG,BUNA LINER | 3603.88 | 87.28 | 1 | 697988147782 | 69798814778
BFV124 | 77 | MW322B A14 | MW322B | 14 | BUTTERFLY VALVE,WAFER,GEAR OPERATOR,CI BODY,NCKL PLTD DI DISC,150 WOG,BUNA LINER | 4662.54 | 180 | 1 | 697988147799 | 69798814779
BFV124 | 77 | MW322B A16 | MW322B | 16 | BUTTERFLY VALVE,WAFER,GEAR OPERATOR,CI BODY,NCKL PLTD DI DISC,150 WOG,BUNA LINER | 7104.85 | 230 | 1 | 697988147805 | 69798814780
BFV124 | 77 | MW322B A18 | MW322B | 18 | BUTTERFLY VALVE,WAFER,GEAR OPERATOR,CI BODY,NCKL PLTD DI DISC,150 WOG,BUNA LINER | 8881.05 | 274 | 1 | 697988147812 | 69798814781
BFV124 | 77 | MW322B A20 | MW322B | 20 | BUTTERFLY VALVE,WAFER,GEAR OPERATOR,CI BODY,NCKL PLTD DI DISC,150 WOG,BUNA LINER | 11323.36 | 380 | 1 | 697988147829 | 69798814782
BFV124 | 77 | MW322B A24 | MW322B | 24 | BUTTERFLY VALVE,WAFER,GEAR OPERATOR,CI BODY,NCKL PLTD DI DISC,150 WOG,BUNA LINER | 18121.82 | 640 | 1 | 697988147836 | 69798814783
BFV124 | 70 | MW322E A J | MW322E | 2 | BUTTERFLY VALVE,WAFER,GEAR OPERATOR,CI BODY,NCKL PLTD DI DISC,200 WOG,EPDM LINER | 1084.41 | 12 | 1 | 697988147867 | 69798814786
BFV124 | 70 | MW322E A K | MW322E | 2 1/2 | BUTTERFLY VALVE,WAFER,GEAR OPERATOR,CI BODY,NCKL PLTD DI DISC,200 WOG,EPDM LINER | 1084.41 | 13 | 1 | 697988147874 | 69798814787
BFV124 | 70 | MW322E A L | MW322E | 3 | BUTTERFLY VALVE,WAFER,GEAR OPERATOR,CI BODY,NCKL PLTD DI DISC,200 WOG,EPDM LINER | 1126.48 | 15.5 | 1 | 697988147881 | 69798814788
BFV124 | 70 | MW322E A N | MW322E | 4 | BUTTERFLY VALVE,WAFER,GEAR OPERATOR,CI BODY,NCKL PLTD DI DISC,200 WOG,EPDM LINER | 1285.38 | 17 | 1 | 697988147898 | 69798814789
BFV124 | 70 | MW322E A R | MW322E | 5 | BUTTERFLY VALVE,WAFER,GEAR OPERATOR,CI BODY,NCKL PLTD DI DISC,200 WOG,EPDM LINER | 1514.5 | 20 | 1 | 697988147904 | 69798814790
BFV124 | 70 | MW322E A S | MW322E | 6 | BUTTERFLY VALVE,WAFER,GEAR OPERATOR,CI BODY,NCKL PLTD DI DISC,200 WOG,EPDM LINER | 1734.14 | 27.76 | 1 | 697988147911 | 69798814791
BFV124 | 70 | MW322E A U | MW322E | 8 | BUTTERFLY VALVE,WAFER,GEAR OPERATOR,CI BODY,NCKL PLTD DI DISC,200 WOG,EPDM LINER | 2262.35 | 42.85 | 1 | 697988147928 | 69798814792
BFV124 | 70 | MW322E A W | MW322E | 10 | BUTTERFLY VALVE,WAFER,GEAR OPERATOR,CI BODY,NCKL PLTD DI DISC,200 WOG,EPDM LINER | 2888.69 | 69.62 | 1 | 697988147935 | 69798814793
BFV124 | 70 | MW322E AWJ | MW322E | 12 | BUTTERFLY VALVE,WAFER,GEAR OPERATOR,CI BODY,NCKL PLTD DI DISC,200 WOG,EPDM LINER | 3603.88 | 81 | 1 | 697988147942 | 69798814794
BFV124 | 77 | MW322E A14 | MW322E | 14 | BUTTERFLY VALVE,WAFER,GEAR OPERATOR,CI BODY,NCKL PLTD DI DISC,150 WOG,EPDM LINER | 4662.54 | 151 | 1 | 697988147959 | 69798814795
BFV124 | 77 | MW322E A16 | MW322E | 16 | BUTTERFLY VALVE,WAFER,GEAR OPERATOR,CI BODY,NCKL PLTD DI DISC,150 WOG,EPDM LINER | 7104.85 | 230 | 1 | 697988147966 | 69798814796
BFV124 | 77 | MW322E A18 | MW322E | 18 | BUTTERFLY VALVE,WAFER,GEAR OPERATOR,CI BODY,NCKL PLTD DI DISC,150 WOG,EPDM LINER | 8881.05 | 300 | 1 | 697988147973 | 69798814797
BFV124 | 77 | MW322E A20 | MW322E | 20 | BUTTERFLY VALVE,WAFER,GEAR OPERATOR,CI BODY,NCKL PLTD DI DISC,150 WOG,EPDM LINER | 11323.36 | 344 | 1 | 697988147980 | 69798814798
BFV124 | 77 | MW322E A24 | MW322E | 24 | BUTTERFLY VALVE,WAFER,GEAR OPERATOR,CI BODY,NCKL PLTD DI DISC,150 WOG,EPDM LINER | 18121.82 | 640 | 1 | 697988147997 | 69798814799
BFV124 | 70 | MW322V A K | MW322V | 2 1/2 | BUTTERFLY VALVE,WAFER,GEAR OPERATOR,CI BODY,NCKL PLTD DI DISC,200 WOG,VITON LINER | 1649.95 | 13 | 1 | 697988492233 | 69798849223
BFV124 | 70 | MW322V A L | MW322V | 3 | BUTTERFLY VALVE,WAFER,GEAR OPERATOR,CI BODY,NCKL PLTD DI DISC,200 WOG,VITON LINER | 1692.02 | 15.65 | 1 | 697988492240 | 69798849224
BFV124 | 70 | MW322V A N | MW322V | 4 | BUTTERFLY VALVE,WAFER,GEAR OPERATOR,CI BODY,NCKL PLTD DI DISC,200 WOG,VITON LINER | 1967.85 | 18.1 | 1 | 697988148093 | 69798814809
BFV124 | 70 | MW322V A R | MW322V | 5 | BUTTERFLY VALVE,WAFER,GEAR OPERATOR,CI BODY,NCKL PLTD DI DISC,200 WOG,VITON LINER | 2510.11 | 20 | 1 | 697988148109 | 69798814810
BFV124 | 70 | MW322V A S | MW322V | 6 | BUTTERFLY VALVE,WAFER,GEAR OPERATOR,CI BODY,NCKL PLTD DI DISC,200 WOG,VITON LINER | 2753.13 | 28.34 | 1 | 697988148116 | 69798814811
BFV124 | 70 | MW322V A U | MW322V | 8 | BUTTERFLY VALVE,WAFER,GEAR OPERATOR,CI BODY,NCKL PLTD DI DISC,200 WOG,VITON LINER | 4043.26 | 51.05 | 1 | 697988148123 | 69798814812
BFV124 | 70 | MW322V A W | MW322V | 10 | BUTTERFLY VALVE,WAFER,GEAR OPERATOR,CI BODY,NCKL PLTD DI DISC,200 WOG,VITON LINER | 4964.07 | 60 | 1 | 697988540439 | 69798854043
BFV124 | 70 | MW322V AWJ | MW322V | 12 | BUTTERFLY VALVE,WAFER,GEAR OPERATOR,CI BODY,NCKL PLTD DI DISC,200 WOG,VITON LINER | 6184.11 | 81 | 1 | 697988371569 | 69798837156
BFV124 | 77 | MW322V A18 | MW322V | 18 | BUTTERFLY VALVE,WAFER,GEAR OPERATOR,CI BODY,NCKL PLTD DI DISC,150 WOG,VITON LINER | 15550.72 | 300 | 1 | 697988148130 | 69798814813
BFV124 | 70 | MW323B A J | MW323B | 2 | BUTTERFLY VALVE,WAFER,GEAR OPERATOR,CI BODY,ALMN/BRNZ DISC,200 WOG,BUNA LINER | 1159.25 | 12.2 | 1 | 697988148147 | 69798814814
BFV124 | 70 | MW323B A K | MW323B | 2 1/2 | BUTTERFLY VALVE,WAFER,GEAR OPERATOR,CI BODY,ALMN/BRNZ DISC,200 WOG,BUNA LINER | 1159.25 | 13 | 1 | 697988148154 | 69798814815
BFV124 | 70 | MW323B A L | MW323B | 3 | BUTTERFLY VALVE,WAFER,GEAR OPERATOR,CI BODY,ALMN/BRNZ DISC,200 WOG,BUNA LINER | 1173.25 | 15.4 | 1 | 697988148161 | 69798814816
BFV124 | 70 | MW323B A N | MW323B | 4 | BUTTERFLY VALVE,WAFER,GEAR OPERATOR,CI BODY,ALMN/BRNZ DISC,200 WOG,BUNA LINER | 1364.88 | 14.15 | 1 | 697988148178 | 69798814817
BFV124 | 70 | MW323B A R | MW323B | 5 | BUTTERFLY VALVE,WAFER,GEAR OPERATOR,CI BODY,ALMN/BRNZ DISC,200 WOG,BUNA LINER | 1650.04 | 20 | 1 | 697988148185 | 69798814818
BFV124 | 70 | MW323B A S | MW323B | 6 | BUTTERFLY VALVE,WAFER,GEAR OPERATOR,CI BODY,ALMN/BRNZ DISC,200 WOG,BUNA LINER | 1865.07 | 27.474 | 1 | 697988148192 | 69798814819
BFV124 | 70 | MW323B A U | MW323B | 8 | BUTTERFLY VALVE,WAFER,GEAR OPERATOR,CI BODY,ALMN/BRNZ DISC,200 WOG,BUNA LINER | 2575.52 | 40 | 1 | 697988148208 | 69798814820
BFV124 | 70 | MW323B A W | MW323B | 10 | BUTTERFLY VALVE,WAFER,GEAR OPERATOR,CI BODY,ALMN/BRNZ DISC,200 WOG,BUNA LINER | 3173.84 | 59.95 | 1 | 697988148215 | 69798814821
BFV124 | 70 | MW323B AWJ | MW323B | 12 | BUTTERFLY VALVE,WAFER,GEAR OPERATOR,CI BODY,ALMN/BRNZ DISC,200 WOG,BUNA LINER | 4403.06 | 88 | 1 | 697988148222 | 69798814822
BFV124 | 77 | MW323B A14 | MW323B | 14 | BUTTERFLY VALVE,WAFER,GEAR OPERATOR,CI BODY,ALMN/BRNZ DISC,150 WOG,BUNA LINER | 6083.51 | 143 | 1 | 697988148239 | 69798814823
BFV124 | 77 | MW323B A16 | MW323B | 16 | BUTTERFLY VALVE,WAFER,GEAR OPERATOR,CI BODY,ALMN/BRNZ DISC,150 WOG,BUNA LINER | 8925.43 | 230 | 1 | 697988148246 | 69798814824
BFV124 | 77 | MW323B A18 | MW323B | 18 | BUTTERFLY VALVE,WAFER,GEAR OPERATOR,CI BODY,ALMN/BRNZ DISC,150 WOG,BUNA LINER | 11056.94 | 275 | 1 | 697988148253 | 69798814825
BFV124 | 77 | MW323B A20 | MW323B | 20 | BUTTERFLY VALVE,WAFER,GEAR OPERATOR,CI BODY,ALMN/BRNZ DISC,150 WOG,BUNA LINER | 13987.66 | 380 | 1 | 697988148260 | 69798814826
BFV124 | 77 | MW323B A24 | MW323B | 24 | BUTTERFLY VALVE,WAFER,GEAR OPERATOR,CI BODY,ALMN/BRNZ DISC,150 WOG,BUNA LINER | 21714.22 | 640 | 1 | 697988148277 | 69798814827
BFV124 | 70 | MW323B-A A J | MW323BA | 2 | BUTTERFLY VALVE,WAFER,GEAR OPERATOR,CI BODY,ALMN/BRNZ DISC,200 WOG,BUNA LINER,EPOXY CTD BODY | 1425.67 | 12 | 1 | 697988594159 | 69798859415
BFV124 | 70 | MW323B-A A L | MW323BA | 3 | BUTTERFLY VALVE,WAFER,GEAR OPERATOR,CI BODY,ALMN/BRNZ DISC,200 WOG,BUNA LINER,EPOXY CTD BODY | 1505.13 | 14 | 1 | 697988594166 | 69798859416
BFV124 | 70 | MW323B-A A N | MW323EA | 4 | BUTTERFLY VALVE,WAFER,GEAR OPERATOR,CI BODY,ALMN/BRNZ DISC,200 WOG,BUNA LINER,EPOXY CTD BODY | 1720.07 | 17 | 1 | 697988594173 | 69798859417
BFV124 | 70 | MW323B-A A S | MW323BA | 6 | BUTTERFLY VALVE,WAFER,GEAR OPERATOR,CI BODY,ALMN/BRNZ DISC,200 WOG,BUNA LINER,EPOXY CTD BODY | 2337.17 | 22.3 | 1 | 697988592568 | 69798859256
BFV124 | 70 | MW323B-A A U | MW323BA | 8 | BUTTERFLY VALVE,WAFER,GEAR OPERATOR,CI BODY,ALMN/BRNZ DISC,200 WOG,BUNA LINER,EPOXY CTD BODY | 3098.97 | 41.62 | 1 | 697988592575 | 69798859257
BFV124 | 70 | MW323B-A A W | MW323BA | 10 | BUTTERFLY VALVE,WAFER,GEAR OPERATOR,CI BODY,ALMN/BRNZ DISC,200 WOG,BUNA LINER,EPOXY CTD BODY | 3809.54 | 88 | 1 | 697988594203 | 69798859420
BFV124 | 70 | MW323B-A AWJ | MW323BA | 12 | BUTTERFLY VALVE,WAFER,GEAR OPERATOR,CI BODY,ALMN/BRNZ DISC,200 WOG,BUNA LINER,EPOXY CTD BODY | 5277.11 | 81 | 1 | 697988594180 | 69798859418
BFV124 | 77 | MW323B-A A14 | MW323BA | 14 | BUTTERFLY VALVE,WAFER,GEAR OPERATOR,CI BODY,ALMN/BRNZ DISC,150 WOG,BUNA LINER,EPOXY CTD BODY | 7143.9 | 143 | 1 | 697988657700 | 69798865770
BFV124 | 77 | MW323B-A A16 | MW323BA | 16 | BUTTERFLY VALVE,WAFER,GEAR OPERATOR,CI BODY,ALMN/BRNZ DISC,150 WOG,BUNA LINER,EPOXY CTD BODY | 9985.75 | 230 | 1 | 697988592582 | 69798859258
BFV124 | 70 | MW323E A J | MW323E | 2 | BUTTERFLY VALVE,WAFER,GEAR OPERATOR,CI BODY,ALMN/BRNZ DISC,200 WOG,EPDM LINER | 1159.25 | 16.4 | 1 | 697988148451 | 69798814845
BFV124 | 70 | MW323E A K | MW323E | 2 1/2 | BUTTERFLY VALVE,WAFER,GEAR OPERATOR,CI BODY,ALMN/BRNZ DISC,200 WOG,EPDM LINER | 1159.25 | 13 | 1 | 697988148468 | 69798814846
BFV124 | 70 | MW323E A L | MW323E | 3 | BUTTERFLY VALVE,WAFER,GEAR OPERATOR,CI BODY,ALMN/BRNZ DISC,200 WOG,EPDM LINER | 1173.25 | 18.06 | 1 | 697988148475 | 69798814847
BFV124 | 70 | MW323E A N | MW323E | 4 | BUTTERFLY VALVE,WAFER,GEAR OPERATOR,CI BODY,ALMN/BRNZ DISC,200 WOG,EPDM LINER | 1364.88 | 19.64 | 1 | 697988148482 | 69798814848
BFV124 | 70 | MW323E A R | MW323E | 5 | BUTTERFLY VALVE,WAFER,GEAR OPERATOR,CI BODY,ALMN/BRNZ DISC,200 WOG,EPDM LINER | 1650.04 | 19.95 | 1 | 697988148499 | 69798814849
BFV124 | 70 | MW323E A S | MW323E | 6 | BUTTERFLY VALVE,WAFER,GEAR OPERATOR,CI BODY,ALMN/BRNZ DISC,200 WOG,EPDM LINER | 1865.07 | 27.486 | 1 | 697988148505 | 69798814850
BFV124 | 70 | MW323E A U | MW323E | 8 | BUTTERFLY VALVE,WAFER,GEAR OPERATOR,CI BODY,ALMN/BRNZ DISC,200 WOG,EPDM LINER | 2575.52 | 51.24 | 1 | 697988148512 | 69798814851
BFV124 | 70 | MW323E A W | MW323E | 10 | BUTTERFLY VALVE,WAFER,GEAR OPERATOR,CI BODY,ALMN/BRNZ DISC,200 WOG,EPDM LINER | 3173.84 | 60 | 1 | 697988148529 | 69798814852
BFV124 | 70 | MW323E AWJ | MW323E | 12 | BUTTERFLY VALVE,WAFER,GEAR OPERATOR,CI BODY,ALMN/BRNZ DISC,200 WOG,EPDM LINER | 4403.06 | 78 | 1 | 697988148536 | 69798814853
BFV124 | 77 | MW323E A14 | MW323E | 14 | BUTTERFLY VALVE,WAFER,GEAR OPERATOR,CI BODY,ALMN/BRNZ DISC,150 WOG,EPDM LINER | 6083.51 | 157 | 1 | 697988148543 | 69798814854
BFV124 | 77 | MW323E A16 | MW323E | 16 | BUTTERFLY VALVE,WAFER,GEAR OPERATOR,CI BODY,ALMN/BRNZ DISC,150 WOG,EPDM LINER | 8925.43 | 184 | 1 | 697988148550 | 69798814855
BFV124 | 77 | MW323E A18 | MW323E | 18 | BUTTERFLY VALVE,WAFER,GEAR OPERATOR,CI BODY,ALMN/BRNZ DISC,150 WOG,EPDM LINER | 11056.94 | 289 | 1 | 697988148567 | 69798814856
BFV124 | 77 | MW323E A20 | MW323E | 20 | BUTTERFLY VALVE,WAFER,GEAR OPERATOR,CI BODY,ALMN/BRNZ DISC,150 WOG,EPDM LINER | 13987.66 | 337 | 1 | 697988148574 | 69798814857
BFV124 | 77 | MW323E A24 | MW323E | 24 | BUTTERFLY VALVE,WAFER,GEAR OPERATOR,CI BODY,ALMN/BRNZ DISC,150 WOG,EPDM LINER | 21714.22 | 536 | 1 | 697988148581 | 69798814858
BFV124 | 70 | MW323E-A A J | MW323EA | 2 | BUTTERFLY VALVE,WAFER,GEAR OPERATOR,CI BODY,ALMN/BRNZ DISC,200 WOG,EPDM LINER,EPOXY CTD BODY | 1425.67 | 11.34 | 1 | 697988587410 | 69798858741
BFV124 | 70 | MW323E-A A K | MW323EA | 2 1/2 | BUTTERFLY VALVE,WAFER,GEAR OPERATOR,CI BODY,ALMN/BRNZ DISC,200 WOG,EPDM LINER,EPOXY CTD BODY | 1425.67 | 13 | 1 | 697988587427 | 69798858742
BFV124 | 70 | MW323E-A A N | MW323EA | 4 | BUTTERFLY VALVE,WAFER,GEAR OPERATOR,CI BODY,ALMN/BRNZ DISC,200 WOG,EPDM LINER,EPOXY CTD BODY | 1720.07 | 16 | 1 | 697988587434 | 69798858743
BFV124 | 70 | MW323E-A A S | MW323EA | 6 | BUTTERFLY VALVE,WAFER,GEAR OPERATOR,CI BODY,ALMN/BRNZ DISC,200 WOG,EPDM LINER,EPOXY CTD BODY | 2337.17 | 24 | 1 | 697988587441 | 69798858744
BFV124 | 70 | MW323E-A A U | MW323EA | 8 | BUTTERFLY VALVE,WAFER,GEAR OPERATOR,CI BODY,ALMN/BRNZ DISC,200 WOG,EPDM LINER,EPOXY CTD BODY | 3098.97 | 43.5 | 1 | 697988399624 | 69798839962
BFV124 | 70 | MW323E-A A W | MW323EA | 10 | BUTTERFLY VALVE,WAFER,GEAR OPERATOR,CI BODY,ALMN/BRNZ DISC,200 WOG,EPDM LINER,EPOXY CTD BODY | 3809.53 | 88 | 1 | 697988399631 | 69798839963
BFV124 | 70 | MW323E-A AWJ | MW323EA | 12 | BUTTERFLY VALVE,WAFER,GEAR OPERATOR,CI BODY,ALMN/BRNZ DISC,200 WOG,EPDM LINER,EPOXY CTD BODY | 5277.11 | 78 | 1 | 697988399648 | 69798839964
BFV124 | 70 | MW323ES A J | MW323ES | 2 | BUTTERFLY VALVE,WAFER,GEAR OPERATOR,CI BODY,ALMN/BRNZ DISC,200 WOG,EPDM LINER,316 SS STEM | 1248.02 | 13.4 | 1 | 697988378223 | 69798837822
BFV124 | 70 | MW323ES A L | MW323ES | 3 | BUTTERFLY VALVE,WAFER,GEAR OPERATOR,CI BODY,ALMN/BRNZ DISC,200 WOG,EPDM LINER,316 SS STEM | 1271.46 | 14 | 1 | 697988378247 | 69798837824
BFV124 | 77 | MW323ES A20 | MW323ES | 20 | BUTTERFLY VALVE,WAFER,GEAR OPERATOR,CI BODY,ALMN/BRNZ DISC,150 WOG,EPDM LINER,316 SS STEM | 16380.86 | 380 | 1 | 697988627680 | 69798862768
BFV124 | 77 | MW323V A18 | MW323V | 18 | BUTTERFLY VALVE,WAFER,GEAR OPERATOR,CI BODY,ALMN/BRNZ DISC,200 WOG,VITON LINER | 17726.56 | 300 | 1 | 697988537088 | 69798853708
BFV124 | 70 | MW324B A J | MW324B | 2 | BUTTERFLY VALVE,WAFER,GEAR OPERATOR,CI BODY,SS DISC,200 WOG,BUNA LINER | 1290.08 | 12 | 1 | 697988148758 | 69798814875
BFV124 | 70 | MW324B A K | MW324B | 2 1/2 | BUTTERFLY VALVE,WAFER,GEAR OPERATOR,CI BODY,SS DISC,200 WOG,BUNA LINER | 1290.08 | 13 | 1 | 697988148765 | 69798814876
BFV124 | 70 | MW324B A L | MW324B | 3 | BUTTERFLY VALVE,WAFER,GEAR OPERATOR,CI BODY,SS DISC,200 WOG,BUNA LINER | 1444.32 | 14 | 1 | 697988148772 | 69798814877
BFV124 | 70 | MW324B A N | MW324B | 4 | BUTTERFLY VALVE,WAFER,GEAR OPERATOR,CI BODY,SS DISC,200 WOG,BUNA LINER | 1682.75 | 19.56 | 1 | 697988148789 | 69798814878
BFV124 | 70 | MW324B A R | MW324B | 5 | BUTTERFLY VALVE,WAFER,GEAR OPERATOR,CI BODY,SS DISC,200 WOG,BUNA LINER | 2042.6 | 23.066 | 1 | 697988148796 | 69798814879
BFV124 | 70 | MW324B A S | MW324B | 6 | BUTTERFLY VALVE,WAFER,GEAR OPERATOR,CI BODY,SS DISC,200 WOG,BUNA LINER | 2243.7 | 27.372 | 1 | 697988148802 | 69798814880
BFV124 | 70 | MW324B A U | MW324B | 8 | BUTTERFLY VALVE,WAFER,GEAR OPERATOR,CI BODY,SS DISC,200 WOG,BUNA LINER | 3370.08 | 45.2 | 1 | 697988148819 | 69798814881
BFV124 | 70 | MW324B A W | MW324B | 10 | BUTTERFLY VALVE,WAFER,GEAR OPERATOR,CI BODY,SS DISC,200 WOG,BUNA LINER | 5034.13 | 60 | 1 | 697988148826 | 69798814882
BFV124 | 70 | MW324B AWJ | MW324B | 12 | BUTTERFLY VALVE,WAFER,GEAR OPERATOR,CI BODY,SS DISC,200 WOG,BUNA LINER | 6595.36 | 83 | 1 | 697988148833 | 69798814883
BFV124 | 77 | MW324B A14 | MW324B | 14 | BUTTERFLY VALVE,WAFER,GEAR OPERATOR,CI BODY,SS DISC,150 WOG,BUNA LINER | 7060.4 | 139 | 1 | 697988148840 | 69798814884
BFV124 | 77 | MW324B A16 | MW324B | 16 | BUTTERFLY VALVE,WAFER,GEAR OPERATOR,CI BODY,SS DISC,150 WOG,BUNA LINER | 10124.43 | 230 | 1 | 697988148857 | 69798814885
BFV124 | 77 | MW324B A18 | MW324B | 18 | BUTTERFLY VALVE,WAFER,GEAR OPERATOR,CI BODY,SS DISC,150 WOG,BUNA LINER | 13143.97 | 300 | 1 | 697988148864 | 69798814886
BFV124 | 77 | MW324B A20 | MW324B | 20 | BUTTERFLY VALVE,WAFER,GEAR OPERATOR,CI BODY,SS DISC,150 WOG,BUNA LINER | 18761.27 | 380 | 1 | 697988148871 | 69798814887
BFV124 | 77 | MW324B A24 | MW324B | 24 | BUTTERFLY VALVE,WAFER,GEAR OPERATOR,CI BODY,SS DISC,150 WOG,BUNA LINER | 28685.82 | 640 | 1 | 697988148888 | 69798814888
BFV124 | 70 | MW324E A J | MW324E | 2 | BUTTERFLY VALVE,WAFER,GEAR OPERATOR,CI BODY,SS DISC,200 WOG,EPDM LINER | 1290.08 | 12 | 1 | 697988148901 | 69798814890
BFV124 | 70 | MW324E A K | MW324E | 2 1/2 | BUTTERFLY VALVE,WAFER,GEAR OPERATOR,CI BODY,SS DISC,200 WOG,EPDM LINER | 1290.08 | 14.13 | 1 | 697988148918 | 69798814891
BFV124 | 70 | MW324E A L | MW324E | 3 | BUTTERFLY VALVE,WAFER,GEAR OPERATOR,CI BODY,SS DISC,200 WOG,EPDM LINER | 1444.32 | 18.88 | 1 | 697988148925 | 69798814892
BFV124 | 70 | MW324E A N | MW324E | 4 | BUTTERFLY VALVE,WAFER,GEAR OPERATOR,CI BODY,SS DISC,200 WOG,EPDM LINER | 1682.75 | 17.5 | 1 | 697988148932 | 69798814893
BFV124 | 70 | MW324E A R | MW324E | 5 | BUTTERFLY VALVE,WAFER,GEAR OPERATOR,CI BODY,SS DISC,200 WOG,EPDM LINER | 2042.6 | 20 | 1 | 697988148949 | 69798814894
BFV124 | 70 | MW324E A S | MW324E | 6 | BUTTERFLY VALVE,WAFER,GEAR OPERATOR,CI BODY,SS DISC,200 WOG,EPDM LINER | 2243.7 | 28.28 | 1 | 697988148956 | 69798814895
BFV124 | 70 | MW324E A U | MW324E | 8 | BUTTERFLY VALVE,WAFER,GEAR OPERATOR,CI BODY,SS DISC,200 WOG,EPDM LINER | 3370.08 | 42.68 | 1 | 697988148963 | 69798814896
BFV124 | 70 | MW324E A W | MW324E | 10 | BUTTERFLY VALVE,WAFER,GEAR OPERATOR,CI BODY,SS DISC,200 WOG,EPDM LINER | 5034.13 | 75.95 | 1 | 697988148970 | 69798814897
BFV124 | 70 | MW324E AWJ | MW324E | 12 | BUTTERFLY VALVE,WAFER,GEAR OPERATOR,CI BODY,SS DISC,200 WOG,EPDM LINER | 6595.36 | 94.286 | 1 | 697988148987 | 69798814898
BFV124 | 77 | MW324E A14 | MW324E | 14 | BUTTERFLY VALVE,WAFER,GEAR OPERATOR,CI BODY,SS DISC,150 WOG,EPDM LINER | 7060.4 | 155 | 1 | 697988148994 | 69798814899
BFV124 | 77 | MW324E A16 | MW324E | 16 | BUTTERFLY VALVE,WAFER,GEAR OPERATOR,CI BODY,SS DISC,150 WOG,EPDM LINER | 10124.43 | 230 | 1 | 697988149007 | 69798814900
BFV124 | 77 | MW324E A18 | MW324E | 18 | BUTTERFLY VALVE,WAFER,GEAR OPERATOR,CI BODY,SS DISC,150 WOG,EPDM LINER | 13143.97 | 292 | 1 | 697988149014 | 69798814901
BFV124 | 77 | MW324E A20 | MW324E | 20 | BUTTERFLY VALVE,WAFER,GEAR OPERATOR,CI BODY,SS DISC,150 WOG,EPDM LINER | 18761.27 | 380 | 1 | 697988149021 | 69798814902
BFV124 | 77 | MW324E A24 | MW324E | 24 | BUTTERFLY VALVE,WAFER,GEAR OPERATOR,CI BODY,SS DISC,150 WOG,EPDM LINER | 28685.82 | 548 | 1 | 697988149038 | 69798814903
BFV124 | 70 | MW324E-A A L | MW324EA | 3 | BUTTERFLY VALVE,WAFER,GEAR OPERATOR,CI BODY,SS DISC,200 WOG,EPDM LINER,EPOXY COATED BODY | 1776.23 | 14 | 1 | 697988727823 | 69798872782
BFV124 | 70 | MW324E-A A N | MW324EA | 4 | BUTTERFLY VALVE,WAFER,GEAR OPERATOR,CI BODY,SS DISC,200 WOG,EPDM LINER,EPOXY CTD BODY | 2037.95 | 16.06 | 1 | 697988149045 | 69798814904
BFV124 | 70 | MW324E-A A S | MW324EA | 6 | BUTTERFLY VALVE,WAFER,GEAR OPERATOR,CI BODY,SS DISC,200 WOG,EPDM LINER,EPOXY CTD BODY | 2715.78 | 25.6 | 1 | 697988149052 | 69798814905
BFV124 | 70 | MW324E-A A U | MW324EA | 8 | BUTTERFLY VALVE,WAFER,GEAR OPERATOR,CI BODY,SS DISC,200 WOG,EPDM LINER,EPOXY CTD BODY | 3893.54 | 42 | 1 | 697988660625 | 69798866062
BFV124 | 70 | MW324E-A A W | MW324EA | 10 | BUTTERFLY VALVE,WAFER,GEAR OPERATOR,CI BODY,SS DISC,200 WOG,EPDM LINER,EPOXY CTD BODY | 5669.8 | 62.79 | 1 | 697988149069 | 69798814906
BFV124 | 70 | MW324E-A AWJ | MW324EA | 12 | BUTTERFLY VALVE,WAFER,GEAR OPERATOR,CI BODY,SS DISC,200 WOG,EPDM LINER,EPOXY CTD BODY | 7469.39 | 94.286 | 1 | 697988149076 | 69798814907
BFV124 | 77 | MW324E-A A14 | MW324EA | 14 | BUTTERFLY VALVE,WAFER,GEAR OPERATOR,CI BODY,SS DISC,150 WOG,EPDM LINER,EPOXY CTD BODY | 8120.74 | 155 | 1 | 697988149083 | 69798814908
BFV124 | 77 | MW324E-A A16 | MW324EA | 16 | BUTTERFLY VALVE,WAFER,GEAR OPERATOR,CI BODY,SS DISC,150 WOG,EPDM LINER,EPOXY COATED BODY | 11184.74 | 230 | 1 | 697988694217 | 69798869421
BFV124 | 70 | MW324H A S | MW324H | 6 | BUTTERFLY VALVE,WAFER,GEAR OPERATOR,CI BODY,SS DISC,200 WOG,HYPALON LINER | 2524.11 | 25.6 | 1 | 697988149106 | 69798814910
BFV124 | 70 | MW324H A U | MW324H | 8 | BUTTERFLY VALVE,WAFER,GEAR OPERATOR,CI BODY,SS DISC,200 WOG,HYPALON LINER | 3959.05 | 0 | 1 | 697988770041 | 69798877004
BFV124 | 70 | MW324H AWJ | MW324H | 12 | BUTTERFLY VALVE,WAFER,GEAR OPERATOR,CI BODY,SS DISC,200 WOG,TEFLON LINER | 7605 | 88.05 | 1 | 697988544192 | 69798854419
BFV124 | 70 | MW324T A S | MW324T | 6 | BUTTERFLY VALVE,WAFER,GEAR OPERATOR,CI BODY,SS DISC,200 WOG,TEFLON LINER | 5052.88 | 27.168 | 1 | 697988149342 | 69798814934
BFV124 | 70 | MW324T A U | MW324T | 8 | BUTTERFLY VALVE,WAFER,GEAR OPERATOR,CI BODY,SS DISC,200 WOG,TEFLON LINER | 7506.79 | 52 | 1 | 697988149359 | 69798814935
BFV124 | 70 | MW324T A W | MW324T | 10 | BUTTERFLY VALVE,WAFER,GEAR OPERATOR,CI BODY,SS DISC,200 WOG,TEFLON LINER | 9848.57 | 60 | 1 | 697988149366 | 69798814936
BFV124 | 70 | MW324T AWJ | MW324T | 12 | BUTTERFLY VALVE,WAFER,GEAR OPERATOR,CI BODY,SS DISC,200 WOG,TEFLON LINER | 12928.98 | 94.286 | 1 | 697988149373 | 69798814937
BFV124 | 70 | MW324V A J | MW324V | 2 | BUTTERFLY VALVE,WAFER,GEAR OPERATOR,CI BODY,SS DISC,200 WOG,VITON LINER | 1855.6 | 12 | 1 | 697988149380 | 69798814938
BFV124 | 70 | MW324V A L | MW324V | 3 | BUTTERFLY VALVE,WAFER,GEAR OPERATOR,CI BODY,SS DISC,200 WOG,VITON LINER | 2009.88 | 14 | 1 | 697988149397 | 69798814939
BFV124 | 70 | MW324V A N | MW324V | 4 | BUTTERFLY VALVE,WAFER,GEAR OPERATOR,CI BODY,SS DISC,200 WOG,VITON LINER | 2365.24 | 18.5 | 1 | 697988149403 | 69798814940
BFV124 | 70 | MW324V A R | MW324V | 5 | BUTTERFLY VALVE,WAFER,GEAR OPERATOR,CI BODY,SS DISC,200 WOG,VITON LINER | 3038.26 | 24.86 | 1 | 697988575257 | 69798857525
BFV124 | 70 | MW324V A S | MW324V | 6 | BUTTERFLY VALVE,WAFER,GEAR OPERATOR,CI BODY,SS DISC,200 WOG,VITON LINER | 3262.66 | 27.592 | 1 | 697988149410 | 69798814941
BFV124 | 70 | MW324V A U | MW324V | 8 | BUTTERFLY VALVE,WAFER,GEAR OPERATOR,CI BODY,SS DISC,200 WOG,VITON LINER | 5150.98 | 44.75 | 1 | 697988149427 | 69798814942
BFV124 | 70 | MW324V A W | MW324V | 10 | BUTTERFLY VALVE,WAFER,GEAR OPERATOR,CI BODY,SS DISC,200 WOG,VITON LINER | 7109.47 | 62.85 | 1 | 697988149434 | 69798814943
BFV124 | 70 | MW324V AWJ | MW324V | 12 | BUTTERFLY VALVE,WAFER,GEAR OPERATOR,CI BODY,SS DISC,200 WOG,VITON LINER | 9175.57 | 94.286 | 1 | 697988149441 | 69798814944
BFV124 | 77 | MW324V A14 | MW324V | 14 | BUTTERFLY VALVE,WAFER,GEAR OPERATOR,CI BODY,SS DISC,200 WOG,VITON LINER | 11056.91 | 180 | 1 | 697988149458 | 69798814945
BFV124 | 77 | MW324V A16 | MW324V | 16 | BUTTERFLY VALVE,WAFER,GEAR OPERATOR,CI BODY,SS DISC,200 WOG,VITON LINER | 15892.68 | 230 | 1 | 697988149465 | 69798814946
BFV124 | 77 | MW324V A18 | MW324V | 18 | BUTTERFLY VALVE,WAFER,GEAR OPERATOR,CI BODY,SS DISC,200 WOG,VITON LINER | 19813.63 | 292 | 1 | 697988149472 | 69798814947
BFV124 | 77 | MW324V A20 | MW324V | 20 | BUTTERFLY VALVE,WAFER,GEAR OPERATOR,CI BODY,SS DISC,200 WOG,VITON LINER | 26585.51 | 380 | 1 | 697988347649 | 69798834764
BFV124 | 77 | MW324V A24 | MW324V | 24 | BUTTERFLY VALVE,WAFER,GEAR OPERATOR,CI BODY,SS DISC,200 WOG,VITON LINER | 39267.56 | 640 | 1 | 697988355033 | 69798835503
BFV124 | 70 | MW324V-A A S | MW324VA | 6 | BUTTERFLY VALVE,WAFER,GEAR OPERATOR,CI BODY,SS DISC,200 WOG,VITON LINER,EPOXY COATED BODY | 3734.75 | 24 | 1 | 697988604476 | 69798860447
BFV124 | 70 | MW324V-A A U | MW324VA | 8 | BUTTERFLY VALVE,WAFER,GEAR OPERATOR,CI BODY,SS DISC,200 WOG,VITON LINER,EPOXY COATED BODY | 5674.47 | 41 | 1 | 697988604483 | 69798860448
BFV124 | 70 | MW327E A K | MW327E | 2 1/2 | BUTTERFLY VALVE,WAFER,GEAR OPERATOR,CI BODY,NYLON CTD DI DISC,200 WOG,EPDM LINER | 1159.22 | 13 | 1 | 697988149557 | 69798814955
BFV124 | 70 | MW327E A L | MW327E | 3 | BUTTERFLY VALVE,WAFER,GEAR OPERATOR,CI BODY,NYLON CTD DI DISC,200 WOG,EPDM LINER | 1219.97 | 11.404 | 1 | 697988149564 | 69798814956
BFV124 | 70 | MW327E A N | MW327E | 4 | BUTTERFLY VALVE,WAFER,GEAR OPERATOR,CI BODY,NYLON CTD DI DISC,200 WOG,EPDM LINER | 1392.95 | 22 | 1 | 697988149571 | 69798814957
BFV124 | 70 | MW327E A R | MW327E | 5 | BUTTERFLY VALVE,WAFER,GEAR OPERATOR,CI BODY,NYLON CTD DI DISC,200 WOG,EPDM LINER | 1664.06 | 20 | 1 | 697988149588 | 69798814958
BFV124 | 70 | MW327E A S | MW327E | 6 | BUTTERFLY VALVE,WAFER,GEAR OPERATOR,CI BODY,NYLON CTD DI DISC,200 WOG,EPDM LINER | 1907.1 | 23.2 | 1 | 697988149595 | 69798814959
BFV124 | 70 | MW327E A U | MW327E | 8 | BUTTERFLY VALVE,WAFER,GEAR OPERATOR,CI BODY,NYLON CTD DI DISC,200 WOG,EPDM LINER | 2486.73 | 49.96 | 1 | 697988149601 | 69798814960
BFV124 | 70 | MW327E A W | MW327E | 10 | BUTTERFLY VALVE,WAFER,GEAR OPERATOR,CI BODY,NYLON CTD DI DISC,200 WOG,EPDM LINER | 3187.85 | 59.95 | 1 | 697988149618 | 69798814961
BFV124 | 70 | MW327E AWJ | MW327E | 12 | BUTTERFLY VALVE,WAFER,GEAR OPERATOR,CI BODY,NYLON CTD DI DISC,200 WOG,EPDM LINER | 4001.15 | 86.4 | 1 | 697988149625 | 69798814962
BFV124 | 70 | MW327ES AWJ | MW327ES | 12 | BUTTERFLY VALVE,WAFER,GEAR OPERATOR,CI BODY,NYLON CTD DI DISC,200 WOG,EPDM LINER,316 SS STEM | 4674.23 | 86.4 | 1 | 697988149632 | 69798814963
BFV124 | 70 | MW327ESA A U | MW327ESA | 8 | BUTTERFLY VALVE,WAFER,GEAR OP,CI BODY,NYLON CTD DI DISC,200 WOG,EPDM LINER,316 SS STEM,EPXY CTD BDY | 3234.57 | 41 | 1 | 697988510067 | 69798851006
BFV124 | 70 | MW328E A S | MW328E | 6 | BUTTERFLY VALVE,WAFER,GEAR OPERATOR,CI BODY,EPOXY CTD DI DISC,200 WOG,EPDM LINER | 1883.71 | 30 | 1 | 697988641082 | 69798864108
BFV124 | 70 | MW328E A U | MW328E | 8 | BUTTERFLY VALVE,WAFER,GEAR OPERATOR,CI BODY,EPOXY CTD DI DISC,200 WOG,EPDM LINER | 2449.3 | 43 | 1 | 697988641099 | 69798864109
BFV124 | 70 | MW328E A W | MW328E | 10 | BUTTERFLY VALVE,WAFER,GEAR OPERATOR,CI BODY,EPOXY CTD DI DISC,200 WOG,EPDM LINER | 3155.16 | 78 | 1 | 697988641105 | 69798864110
BFV124 | 70 | MW328E-A A S | MW328EA | 6 | BUTTERFLY VALVE,WAFER,GEAR OPERATOR,CI BODY,EPOXY CTD DI DISC,200 WOG,EPDM LINER,EPOXY CTD BODY | 2355.78 | 30 | 1 | 697988387089 | 69798838708
BFV124 | 70 | MW328E-A A U | MW328EA | 8 | BUTTERFLY VALVE,WAFER,GEAR OPERATOR,CI BODY,EPOXY CTD DI DISC,200 WOG,EPDM LINER,EPOXY CTD BODY | 2972.77 | 46 | 1 | 697988387096 | 69798838709
BFV124 | 70 | MW328E-A A W | MW328EA | 10 | BUTTERFLY VALVE,WAFER,GEAR OPERATOR,CI BODY,EPOXY CTD DI DISC,200 WOG,EPDM LINER,EPOXY CTD BODY | 3790.82 | 78 | 1 | 697988387102 | 69798838710
BFV124 | 70 | MW328E-A AWJ | MW328EA | 12 | BUTTERFLY VALVE,WAFER,GEAR OPERATOR,CI BODY,EPOXY CTD DI DISC,200 WOG,EPDM LINER,EPOXY CTD BODY | 4828.5 | 113 | 1 | 697988387119 | 69798838711
BFV124 | 71 | MW332B A N | MW332B | 4 | BUTTERFLY VALVE,WAFER,GEAR OPERATOR,DI BODY,NCKL PLDT DI DISC,200 WOG,BUNA LINER | 1439.7 | 0 | 1 | 697988767782 | 69798876778
BFV124 | 71 | MW332B A S | MW332B | 6 | BUTTERFLY VALVE,WAFER,GEAR OP,DI BODY,NCKL PLTD DI DISC,200 WOG,BUNA LINER | 1953.79 | 28.48 | 1 | 697988716650 | 69798871665
BFV124 | 71 | MW332B A U | MW332B | 8 | BUTTERFLY VALVE,WAFER,GEAR OP,DI BODY,NICKEL PLATED DI DISC,200 WOG,BUNA LINER | 2514.75 | 49.738 | 1 | 697988716667 | 69798871666
BFV124 | 71 | MW332B AWJ | MW332B | 12 | BUTTERFLY VALVE,WAFER,GEAR OPERATOR,DI BODY,NKL PLTD DI DISC,200 WOG,BUNA LINER | 4001.15 | 60 | 1 | 697988728363 | 69798872836
BFV124 | 72 | MW332BS A16 | MW332BS | 16 | BUTTERFLY VALVE,WAFER,GEAR OPERATOR,DI BODY,NCKL PLDT DI DISC,150 WOG,BUNA LINER,316 SS STEM | 9385.34 | 183 | 1 | 697988679528 | 69798867952
BFV124 | 72 | MW332BS A20 | MW332BS | 20 | BUTTERFLY VALVE,WAFER,GEAR OPERATOR,DI BODY,NCKL PLDT DI DISC,150 WOG,BUNA LINER,316 SS STEM | 14974.7 | 380 | 1 | 697988679535 | 69798867953
BFV124 | 72 | MW332BS A24 | MW332BS | 24 | BUTTERFLY VALVE,WAFER,GEAR OPERATOR,DI BODY,NCKL PLDT DI DISC,150 WOG,BUNA LINER,316 SS STEM | 23902.78 | 680 | 1 | 697988679542 | 69798867954
BFV124 | 71 | MW332E A N | MW332E | 4 | BUTTERFLY VALVE,WAFER,GEAR OPERATOR,DI BODY,NCKL PLDT DI DISC,200 WOG,EPDM LINER | 1439.7 | 22.17 | 1 | 697988569638 | 69798856963
BFV124 | 71 | MW332E A S | MW332E | 6 | BUTTERFLY VALVE,WAFER,GEAR OP HANDLE,DI BODY,NCKL PLTD DI DISC,200 WOG,EPDM LINER | 1953.79 | 48.6 | 1 | 697988720626 | 69798872062
BFV124 | 71 | MW332E A W | MW332E | 10 | BUTTERFLY VALVE,WAFER,GEAR OPERATOR,DI BODY,NCKL PLDT DI DISC,200 WOG,EPDM LINER | 3220.58 | 60 | 1 | 697988612297 | 69798861229
BFV124 | 71 | MW332E AWJ | MW332E | 12 | BUTTERFLY VALVE,WAFER,GEAR OPERATOR,DI BODY,NKL PLTD DI DISC,200 WOG,EPDM LINER | 4001.15 | 87.25 | 1 | 697988699328 | 69798869932
BFV124 | 71 | MW332V A W | MW332V | 10 | BUTTERFLY VALVE,WAFER,GEAR OPERATOR,DI BODY,NKL PLTD DI DISC,200 WOG,VITON LINER | 5296 | 60 | 1 | 697988400917 | 69798840091
BFV124 | 71 | MW332V AWJ | MW332V | 12 | BUTTERFLY VALVE,WAFER,GEAR OPERATOR,DI BODY,NKL PLTD DI DISC,200 WOG,VITON LINER | 6581.39 | 87.25 | 1 | 697988400924 | 69798840092
BFV124 | 71 | MW333B A J | MW333B | 2 | BUTTERFLY VALVE,WAFER,GEAR OPERATOR,DI BODY,ALMN/BRNZ DISC,200 WOG,BUNA LINER | 1219.96 | 12 | 1 | 697988376786 | 69798837678
BFV124 | 71 | MW333B A K | MW333B | 2 1/2 | BUTTERFLY VALVE,WAFER,GEAR OPERATOR,DI BODY,ALMN/BRNZ DISC,200 WOG,BUNA LINER | 1219.96 | 13 | 1 | 697988376793 | 69798837679
BFV124 | 71 | MW333B A L | MW333B | 3 | BUTTERFLY VALVE,WAFER,GEAR OPERATOR,DI BODY,ALMN/BRNZ DISC,200 WOG,BUNA LINER | 1290.08 | 14 | 1 | 697988376809 | 69798837680
BFV124 | 71 | MW333B A N | MW333B | 4 | BUTTERFLY VALVE,WAFER,GEAR OPERATOR,DI BODY,ALMN/BRNZ DISC,200 WOG,BUNA LINER | 1523.77 | 17 | 1 | 697988376816 | 69798837681
BFV124 | 71 | MW333B A R | MW333B | 5 | BUTTERFLY VALVE,WAFER,GEAR OPERATOR,DI BODY,ALMN/BRNZ DISC,200 WOG,BUNA LINER | 1925.81 | 20 | 1 | 697988376823 | 69798837682
BFV124 | 71 | MW333B A S | MW333B | 6 | BUTTERFLY VALVE,WAFER,GEAR OPERATOR,DI BODY,ALMN/BRNZ DISC,200 WOG,BUNA LINER | 2094.02 | 28.24 | 1 | 697988376830 | 69798837683
BFV124 | 71 | MW333B A U | MW333B | 8 | BUTTERFLY VALVE,WAFER,GEAR OPERATOR,DI BODY,ALMN/BRNZ DISC,200 WOG,BUNA LINER | 2855.97 | 48.62 | 1 | 697988376847 | 69798837684
BFV124 | 71 | MW333B A W | MW333B | 10 | BUTTERFLY VALVE,WAFER,GEAR OPERATOR,DI BODY,ALMN/BRNZ DISC,200 WOG,BUNA LINER | 3524.3 | 60 | 1 | 697988376854 | 69798837685
BFV124 | 71 | MW333B AWJ | MW333B | 12 | BUTTERFLY VALVE,WAFER,GEAR OPERATOR,DI BODY,ALMN/BRNZ DISC,200 WOG,BUNA LINER | 4847.22 | 92.7 | 1 | 697988376861 | 69798837686
BFV124 | 71 | MW333B-A A U | MW333BA | 8 | BUTTERFLY VALVE,WAFER,GEAR OPERATOR,DI BODY,ALMN/BRNZ DISC,200 WOG,BUNA LINER,EPOXY COATED BODY | 3379.43 | 41 | 1 | 697988715851 | 69798871585
BFV124 | 71 | MW333BS A R | MW333BS | 5 | BUTTERFLY VALVE,WAFER,GEAR OPERATOR,DI BODY,ALMN/BRNZ DISC,200 WOG,BUNA LINER,316 SS STEM | 2051.99 | 24.66 | 1 | 697988646148 | 69798864614
BFV124 | 71 | MW333BS A S | MW333BS | 6 | BUTTERFLY VALVE,WAFER,GEAR OPERATOR,DI BODY,ALMN/BRNZ DISC,200 WOG,BUNA LINER,316 SS STEM | 2252.96 | 28.1 | 1 | 697988646179 | 69798864617
BFV124 | 71 | MW333BS A U | MW333BS | 8 | BUTTERFLY VALVE,WAFER,GEAR OPERATOR,DI BODY,ALMN/BRNZ DISC,200 WOG,BUNA LINER,316 SS STEM | 3080.32 | 50.32 | 1 | 697988646209 | 69798864620
BFV124 | 71 | MW333BS A W | MW333BS | 10 | BUTTERFLY VALVE,WAFER,GEAR OPERATOR,DI BODY,ALMN/BRNZ DISC,200 WOG,BUNA LINER,316 SS STEM | 3954.36 | 68.38 | 1 | 697988572614 | 69798857261
BFV124 | 71 | MW333BS AWJ | MW333BS | 12 | BUTTERFLY VALVE,WAFER,GEAR OPERATOR,DI BODY,ALMN/BRNZ DISC,200 WOG,BUNA LINER,316 SS STEM | 5520.29 | 95.22 | 1 | 697988646193 | 69798864619
BFV124 | 71 | MW333BS-A A L | MW333BSA | 3 | BUTTERFLY VALVE,WAFER,GEAR OPERATOR,DI BODY,ALMN/BRNZ DISC,SS STEM,200 WOG,BUNA LINER,EPOXY COATED | 1720.13 | 14 | 1 | 697988732520 | 69798873252
BFV124 | 71 | MW333BS-A A S | MW333BSA | 6 | BUTTERFLY VALVE,WAFER,GEAR OPERATOR,DI BODY,ALMN/BRNZ DISC,200 WOG,BUNA LINER,316 SS STEM,EPOXY CTD | 2725.03 | 28.1 | 1 | 697988678286 | 69798867828
BFV124 | 71 | MW333E A S | MW333E | 6 | BUTTERFLY VALVE,WAFER,GEAR OPERATOR,DI BODY,ALMN/BRNZ DISC,200 WOG,EPDM LINER | 2094.02 | 28.18 | 1 | 697988627482 | 69798862748
BFV124 | 71 | MW333E A U | MW333E | 8 | BUTTERFLY VALVE,WAFER,GEAR OPERATOR,DI BODY,ALMN/BRNZ DISC,200 WOG,EPDM LINER | 2855.97 | 48.864 | 1 | 697988588462 | 69798858846
BFV124 | 71 | MW333E A W | MW333E | 10 | BUTTERFLY VALVE,WAFER,GEAR OPERATOR,DI BODY,ALMN/BRNZ DISC,200 WOG,EPDM LINER | 3524.3 | 67.142 | 1 | 697988627468 | 69798862746
BFV124 | 71 | MW333E AWJ | MW333E | 12 | BUTTERFLY VALVE,WAFER,GEAR OPERATOR,DI BODY,ALMN/BRNZ DISC,200 WOG,EPDM LINER | 4847.22 | 93.962 | 1 | 697988627475 | 69798862747
BFV124 | 72 | MW333E A14 | MW333E | 14 | BUTTERFLY VALVE,WAFER,GEAR,DI BODY,ALMN/BRNZ DISC,200 WOG,EPDM LINER,NSF/ANSI 372 & 61 | 6759.45 | 159 | 1 | 697988759138 | 69798875913
BFV124 | 71 | MW333E-A A U | MW333EA | 8 | BUTTERFLY VALVE,WAFER,GEAR OPERATOR,DI BODY,ALMN/BRNZ DISC,200 WOG,EPDM LINER,EPOXY CTD BODY | 3379.42 | 41 | 1 | 697988586857 | 69798858685
BFV124 | 71 | MW333ES A U | MW333ES | 8 | BUTTERFLY VALVE,WAFER,GEAR OPERATOR,DI BODY,ALMN/BRNZ DISC,200 WOG,EPDM LINER,316 SS STEM | 3080.32 | 41 | 1 | 697988544253 | 69798854425
BFV124 | 71 | MW333ES AWJ | MW333ES | 12 | BUTTERFLY VALVE,WAFER,GEAR OPERATOR,DI BODY,ALMN/BRNZ DISC,200 WOG,EPDM LINER,316 SS STEM | 5520.29 | 93.46 | 1 | 697988544260 | 69798854426
BFV124 | 71 | MW333NW A W | MW333NW | 10 | BUTTERFLY VALVE,WAFER,GEAR OPERATOR,DI BODY,ALMN/BRNZ DISC,200 WOG,WHITE NEOPRENE LINER | 4258.21 | 69.35 | 1 | 697988729193 | 69798872919
BFV124 | 71 | MW334B A N | MW334B | 4 | BUTTERFLY VALVE,WAFER,GEAR OPERATOR,DI BODY,SS DISC,200 WOG,BUNA LINER | 1855.71 | 17 | 1 | 697988604247 | 69798860424
BFV124 | 71 | MW334B A S | MW334B | 6 | BUTTERFLY VALVE,WAFER,GEAR OPERATOR,DI BODY,SS DISC,200 WOG,BUNA LINER | 2477.39 | 27.372 | 1 | 697988649927 | 69798864992
BFV124 | 71 | MW334B A U | MW334B | 8 | BUTTERFLY VALVE,WAFER,GEAR OPERATOR,DI BODY,SS DISC,200 WOG,BUNA LINER | 3627.22 | 51.46 | 1 | 697988649217 | 69798864921
BFV124 | 71 | MW334B A W | MW334B | 10 | BUTTERFLY VALVE,WAFER,GEAR OPERATOR,DI BODY,SS DISC,200 WOG,BUNA LINER | 5394.02 | 60 | 1 | 697988326613 | 69798832661
BFV124 | 71 | MW334B AWJ | MW334B | 12 | BUTTERFLY VALVE,WAFER,GEAR OPERATOR,DI BODY,SS DISC,200 WOG,BUNA LINER | 7030.06 | 83 | 1 | 697988649934 | 69798864993
BFV124 | 72 | MW334B A18 | MW334B | 18 | BUTTERFLY VALVE,WAFER,GEAR OPERATOR,DI BODY,SS DISC,150 WOG,BUNA LINER | 13428.39 | 324 | 1 | 697988728721 | 69798872872
BFV124 | 71 | MW334E A L | MW334E | 3 | BUTTERFLY VALVE,WAFER,GEAR OPERATOR,DI BODY,SS DISC,200 WOG,EPDM LINER | 1575.26 | 14 | 1 | 697988526150 | 69798852615
BFV124 | 71 | MW334E A N | MW334E | 4 | BUTTERFLY VALVE,WAFER,GEAR OPERATOR,DI BODY,SS DISC,200 WOG,EPDM LINER | 1855.71 | 17 | 1 | 697988526167 | 69798852616
BFV124 | 71 | MW334E A R | MW334E | 5 | BUTTERFLY VALVE,WAFER,GEAR OPERATOR,DI BODY,SS DISC,200 WOG,EPDM LINER | 2309.07 | 20 | 1 | 697988587298 | 69798858729
BFV124 | 71 | MW334E A S | MW334E | 6 | BUTTERFLY VALVE,WAFER,GEAR OPERATOR,DI BODY,SS DISC,200 WOG,EPDM LINER | 2477.39 | 24 | 1 | 697988510654 | 69798851065
BFV124 | 71 | MW334E A U | MW334E | 8 | BUTTERFLY VALVE,WAFER,GEAR OPERATOR,DI BODY,SS DISC,200 WOG,EPDM LINER | 3627.22 | 42 | 1 | 697988638440 | 69798863844
BFV124 | 71 | MW334E A W | MW334E | 10 | BUTTERFLY VALVE,WAFER,GEAR OPERATOR,DI BODY,SS DISC,200 WOG,EPDM LINER | 5394.02 | 69.28 | 1 | 697988550407 | 69798855040
BFV124 | 71 | MW334E AWJ | MW334E | 12 | BUTTERFLY VALVE,WAFER,GEAR OPERATOR,DI BODY,SS DISC,200 WOG,EPDM LINER | 7030.06 | 81 | 1 | 697988585454 | 69798858545
BFV124 | 72 | MW334E A16 | MW334E | 16 | BUTTERFLY VALVE,WAFER,GEAR OPERATOR,DI BODY,SS DISC,150 WOG,EPDM LINER | 11249.32 | 252 | 1 | 697988695887 | 69798869588
BFV124 | 72 | MW334E A18 | MW334E | 18 | BUTTERFLY VALVE,WAFER,GEAR OPERATOR,DI BODY,SS DISC,150 WOG,EPDM LINER | 13428.39 | 0 | 1 | 697988747098 | 69798874709
BFV124 | 70 | MW334NB A W | MW334NB | 10 | BUTTERFLY VALVE,WAFER,GEAR OPERATOR,DI BODY,SS DISC,200 WOG,BLACK NEOPRENE LINER | 6048.43 | 60 | 1 | 697988698987 | 69798869898
BFV124 | 71 | MW334T A L | MW334T | 3 | BUTTERFLY VALVE,WAFER,GEAR OPERATOR,DI BODY,SS DISC,200 WOG,TEFLON LINER | 3402.89 | 0 | 1 | 697988760974 | 69798876097
BFV124 | 71 | MW334V A S | MW334V | 6 | BUTTERFLY VALVE,WAFER,GEAR OP,DI BODY,SS DISC,200 WOG,VITON LINER | 3496.34 | 27.662 | 1 | 697988716674 | 69798871667
BFV124 | 71 | MW334V A U | MW334V | 8 | BUTTERFLY VALVE,WAFER,GEAR OP,DI BODY,SS DISC,200 WOG,VITON LINER | 5408.11 | 51.304 | 1 | 697988716681 | 69798871668
BFV124 | 71 | MW334V AWJ | MW334V | 12 | BUTTERFLY VALVE,WAFER,GEAR OPERATOR,DI BODY,SS DISC,200 WOG,VITON LINER | 9610.3 | 0 | 1 | 697988765658 | 69798876565
BFV124 | 70 | MW523E A S | MW523E | 6 | BUTTERFLY VALVE,WAFER,GEAR OPERATOR W/MEM STOP,CI BODY,ALMN/BRNZ DISC,200 WOG,EPDM LINER | 2269.31 | 24 | 1 | 697988594609 | 69798859460
BFV124 | 70 | MW523E A W | MW523E | 10 | BUTTERFLY VALVE,WAFER,GEAR OPERATOR W/MEM STOP,CI BODY,ALMN/BRNZ DISC,200 WOG,EPDM LINER | 3669.23 | 69.74 | 1 | 697988746442 | 69798874644
BFV124 | 70 | MW524V-A A S | MW524VA | 6 | BUTTERFLY VALVE,WAFER,GEAR OPERATOR W/MEM STOP,CI BODY,SS DISC,200 WOG,VITON LINER,EPOXY CTD BODY | 3807.72 | 24 | 1 | 697988551213 | 69798855121
BFV124 | 70 | MW524V-A A U | MW524VA | 8 | BUTTERFLY VALVE,WAFER,GEAR OPERATOR W/MEM STOP,CI BODY,SS DISC,200 WOG,VITON LINER,EPOXY CTD BODY | 6169.99 | 41 | 1 | 697988551220 | 69798855122
BFV124 | 71 | MW933E A L | MW933E | 3 | BUTTERFLY VALVE,WAFER,GEAR OPERATOR W/LOCKOUT,DI BODY,ALMN/BRNZ DISC,200 WOG,EPDM LINER | 1556.51 | 16.144 | 1 | 697988710764 | 69798871076
BFV124 | 71 | MW933E A N | MW933E | 4 | BUTTERFLY VALVE,WAFER,GEAR W/LOCKOUT,DI BODY,ALUM/BRNZ DISC,200 WOG,EPDM LINER | 1790.26 | 16.144 | 1 | 697988621145 | 69798862114
BFV124 | 72 | MW934E A16 | MW934E | 16 | BUTTERFLY VALVE,WAFER,GEAR OPERATOR WITH LOCK OUT,DI BODY,SS DISC,150 WOG,EPDM LINER | 11515.81 | 252.6 | 1 | 697988708211 | 69798870821
BFV124 | 70 | OW122B A J | OW122B | 2 | BUTTERFLY VALVE,WAFER,BARE STEM,CI BODY,NICKEL PLTD DI DISC,200 WOG,BUNA LINER | 434.71 | 7 | 1 | 697988150669 | 69798815066
BFV124 | 70 | OW122B A K | OW122B | 2 1/2 | BUTTERFLY VALVE,WAFER,BARE STEM,CI BODY,NICKEL PLTD DI DISC,200 WOG,BUNA LINER | 434.71 | 8 | 1 | 697988150676 | 69798815067
BFV124 | 70 | OW122B A L | OW122B | 3 | BUTTERFLY VALVE,WAFER,BARE STEM,CI BODY,NICKEL PLTD DI DISC,200 WOG,BUNA LINER | 472.08 | 7.4 | 1 | 697988150683 | 69798815068
BFV124 | 70 | OW122B A N | OW122B | 4 | BUTTERFLY VALVE,WAFER,BARE STEM,CI BODY,NICKEL PLTD DI DISC,200 WOG,BUNA LINER | 579.6 | 12 | 1 | 697988150690 | 69798815069
BFV124 | 70 | OW122B A R | OW122B | 5 | BUTTERFLY VALVE,WAFER,BARE STEM,CI BODY,NICKEL PLTD DI DISC,200 WOG,BUNA LINER | 813.35 | 11.1 | 1 | 697988150706 | 69798815070
BFV124 | 70 | OW122B A S | OW122B | 6 | BUTTERFLY VALVE,WAFER,BARE STEM,CI BODY,NICKEL PLTD DI DISC,200 WOG,BUNA LINER | 1028.36 | 19 | 1 | 697988150713 | 69798815071
BFV124 | 70 | OW122B A U | OW122B | 8 | BUTTERFLY VALVE,WAFER,BARE STEM,CI BODY,NICKEL PLTD DI DISC,200 WOG,BUNA LINER | 1416.32 | 28.96 | 1 | 697988150720 | 69798815072
BFV124 | 70 | OW122B A W | OW122B | 10 | BUTTERFLY VALVE,WAFER,BARE STEM,CI BODY,NICKEL PLTD DI DISC,200 WOG,BUNA LINER | 2042.6 | 52 | 1 | 697988150737 | 69798815073
BFV124 | 70 | OW122B AWJ | OW122B | 12 | BUTTERFLY VALVE,WAFER,BARE STEM,CI BODY,NICKEL PLTD DI DISC,200 WOG,BUNA LINER | 2762.51 | 73 | 1 | 697988150744 | 69798815074
BFV124 | 70 | OW123B A J | OW123B | 2 | BUTTERFLY VALVE,WAFER,BARE STEM,CI BODY,ALMN/BRNZ DISC,200 WOG,BUNA LINER | 467.45 | 7 | 1 | 697988150843 | 69798815084
BFV124 | 70 | OW123B A K | OW123B | 2 1/2 | BUTTERFLY VALVE,WAFER,BARE STEM,CI BODY,ALMN/BRNZ DISC,200 WOG,BUNA LINER | 467.45 | 6.9 | 1 | 697988150850 | 69798815085
BFV124 | 70 | OW123B A L | OW123B | 3 | BUTTERFLY VALVE,WAFER,BARE STEM,CI BODY,ALMN/BRNZ DISC,200 WOG,BUNA LINER | 518.85 | 9 | 1 | 697988150867 | 69798815086
BFV124 | 70 | OW123B A N | OW123B | 4 | BUTTERFLY VALVE,WAFER,BARE STEM,CI BODY,ALMN/BRNZ DISC,200 WOG,BUNA LINER | 659.02 | 11.05 | 1 | 697988150874 | 69798815087
BFV124 | 70 | OW123B A R | OW123B | 5 | BUTTERFLY VALVE,WAFER,BARE STEM,CI BODY,ALMN/BRNZ DISC,200 WOG,BUNA LINER | 944.22 | 15 | 1 | 697988150881 | 69798815088
BFV124 | 70 | OW123B A S | OW123B | 6 | BUTTERFLY VALVE,WAFER,BARE STEM,CI BODY,ALMN/BRNZ DISC,200 WOG,BUNA LINER | 1159.25 | 19 | 1 | 697988150898 | 69798815089
BFV124 | 70 | OW123B A U | OW123B | 8 | BUTTERFLY VALVE,WAFER,BARE STEM,CI BODY,ALMN/BRNZ DISC,200 WOG,BUNA LINER | 1729.5 | 29.2 | 1 | 697988150904 | 69798815090
BFV124 | 70 | OW123B A W | OW123B | 10 | BUTTERFLY VALVE,WAFER,BARE STEM,CI BODY,ALMN/BRNZ DISC,200 WOG,BUNA LINER | 2332.41 | 45.98 | 1 | 697988150911 | 69798815091
BFV124 | 70 | OW123B AWJ | OW123B | 12 | BUTTERFLY VALVE,WAFER,BARE STEM,CI BODY,ALMN/BRNZ DISC,200 WOG,BUNA LINER | 3557.05 | 73 | 1 | 697988150928 | 69798815092
BFV124 | 70 | OW124B A N | OW124B | 4 | BUTTERFLY VALVE,WAFER,BARE STEM,CI BODY,SS DISC,200 WOG,BUNA LINER | 981.61 | 10.3 | 1 | 697988638648 | 69798863864
BFV124 | 70 | OW222B A J | OW222B | 2 | BUTTERFLY VALVE,WAFER,LEVER HANDLE,CI BODY,NICKEL PLTD DI DISC,200 WOG,BUNA LINER | 518.85 | 7.84 | 1 | 697988151383 | 69798815138
BFV124 | 70 | OW222B A K | OW222B | 2 1/2 | BUTTERFLY VALVE,WAFER,LEVER HANDLE,CI BODY,NICKEL PLTD DI DISC,200 WOG,BUNA LINER | 518.85 | 9.1 | 1 | 697988151390 | 69798815139
BFV124 | 70 | OW222B A L | OW222B | 3 | BUTTERFLY VALVE,WAFER,LEVER HANDLE,CI BODY,NICKEL PLTD DI DISC,200 WOG,BUNA LINER | 556.18 | 8.84 | 1 | 697988151406 | 69798815140
BFV124 | 70 | OW222B A N | OW222B | 4 | BUTTERFLY VALVE,WAFER,LEVER HANDLE,CI BODY,NICKEL PLTD DI DISC,200 WOG,BUNA LINER | 705.82 | 13.36 | 1 | 697988151413 | 69798815141
BFV124 | 70 | OW222B A R | OW222B | 5 | BUTTERFLY VALVE,WAFER,LEVER HANDLE,CI BODY,NICKEL PLTD DI DISC,200 WOG,BUNA LINER | 934.83 | 15.28 | 1 | 697988151420 | 69798815142
BFV124 | 70 | OW222B A S | OW222B | 6 | BUTTERFLY VALVE,WAFER,LEVER HANDLE,CI BODY,NICKEL PLTD DI DISC,200 WOG,BUNA LINER | 1159.25 | 19.71 | 1 | 697988151437 | 69798815143
BFV124 | 70 | OW222B A U | OW222B | 8 | BUTTERFLY VALVE,WAFER,LEVER HANDLE,CI BODY,NICKEL PLTD DI DISC,200 WOG,BUNA LINER | 1579.89 | 34.65 | 1 | 697988151444 | 69798815144
BFV124 | 70 | OW222B A W | OW222B | 10 | BUTTERFLY VALVE,WAFER,LEVER HANDLE,CI BODY,NICKEL PLTD DI DISC,200 WOG,BUNA LINER | 2215.57 | 52 | 1 | 697988151451 | 69798815145
BFV124 | 70 | OW222B AWJ | OW222B | 12 | BUTTERFLY VALVE,WAFER,LEVER HANDLE,CI BODY,NICKEL PLTD DI DISC,200 WOG,BUNA LINER | 2930.68 | 78.88 | 1 | 697988151468 | 69798815146
BFV124 | 70 | OW223B A J | OW223B | 2 | BUTTERFLY VALVE,WAFER,LEVER HANDLE,CI BODY,ALMN/BRNZ DISC,200 WOG,BUNA LINER | 551.52 | 7.73 | 1 | 697988151567 | 69798815156
BFV124 | 70 | OW223B A K | OW223B | 2 1/2 | BUTTERFLY VALVE,WAFER,LEVER HANDLE,CI BODY,ALMN/BRNZ DISC,200 WOG,BUNA LINER | 551.52 | 9.12 | 1 | 697988151574 | 69798815157
BFV124 | 70 | OW223B A L | OW223B | 3 | BUTTERFLY VALVE,WAFER,LEVER HANDLE,CI BODY,ALMN/BRNZ DISC,200 WOG,BUNA LINER | 602.98 | 8.842 | 1 | 697988151581 | 69798815158
BFV124 | 70 | OW223B A N | OW223B | 4 | BUTTERFLY VALVE,WAFER,LEVER HANDLE,CI BODY,ALMN/BRNZ DISC,200 WOG,BUNA LINER | 780.53 | 12.182 | 1 | 697988151598 | 69798815159
BFV124 | 70 | OW223B A R | OW223B | 5 | BUTTERFLY VALVE,WAFER,LEVER HANDLE,CI BODY,ALMN/BRNZ DISC,200 WOG,BUNA LINER | 1070.39 | 14.86 | 1 | 697988151604 | 69798815160
BFV124 | 70 | OW223B A S | OW223B | 6 | BUTTERFLY VALVE,WAFER,LEVER HANDLE,CI BODY,ALMN/BRNZ DISC,200 WOG,BUNA LINER | 1290.08 | 19 | 1 | 697988151611 | 69798815161
BFV124 | 70 | OW223B A U | OW223B | 8 | BUTTERFLY VALVE,WAFER,LEVER HANDLE,CI BODY,ALMN/BRNZ DISC,200 WOG,BUNA LINER | 1893 | 32.6 | 1 | 697988151628 | 69798815162
BFV124 | 70 | OW223B A W | OW223B | 10 | BUTTERFLY VALVE,WAFER,LEVER HANDLE,CI BODY,ALMN/BRNZ DISC,200 WOG,BUNA LINER | 2505.39 | 49.02 | 1 | 697988151635 | 69798815163
BFV124 | 70 | OW223B AWJ | OW223B | 12 | BUTTERFLY VALVE,WAFER,LEVER HANDLE,CI BODY,ALMN/BRNZ DISC,200 WOG,BUNA LINER | 3730.03 | 76.06 | 1 | 697988151642 | 69798815164
BFV124 | 70 | OW223B-A A S | OW223BA | 6 | BUTTERFLY VALVE,WAFER,LEVER HANDLE,CI BODY,ALMN/BRNZ DISC,200 WOG,BUNA LINER,EPOXY COATED BODY | 1762.14 | 19 | 1 | 697988640603 | 69798864060
BFV124 | 70 | OW223V A L | OW223V | 3 | BUTTERFLY VALVE,WAFER,LEVER HANDLE,CI BODY,ALMN/BRNZ DISC,200 WOG,VITON LINER | 1168.49 | 9 | 1 | 697988151673 | 69798815167
BFV124 | 70 | OW223V A N | OW223V | 4 | BUTTERFLY VALVE,WAFER,LEVER HANDLE,CI BODY,ALMN/BRNZ DISC,200 WOG,VITON LINER | 1463.01 | 13.75 | 1 | 697988151680 | 69798815168
BFV124 | 70 | OW223V A S | OW223V | 6 | BUTTERFLY VALVE,WAFER,LEVER HANDLE,CI BODY,ALMN/BRNZ DISC,200 WOG,VITON LINER | 2309.03 | 19 | 1 | 697988151703 | 69798815170
BFV124 | 70 | OW224V A N | OW224V | 4 | BUTTERFLY VALVE,WAFER,LEVER HANDLE,CI BODY,SS DISC,200 WOG,VITON LINER | 1808.88 | 12 | 1 | 697988349728 | 69798834972
BFV124 | 70 | OW323B A N | OW323B | 4 | BUTTERFLY VALVE,WAFER,GEAR OPERATOR,CI BODY,ALMN/BRNZ DISC,200 WOG,BUNA LINER | 1360.16 | 17 | 1 | 697988526990 | 69798852699
BFV124 | 70 | OW323B A S | OW323B | 6 | BUTTERFLY VALVE,WAFER,GEAR OPERATOR,CI BODY,ALMN/BRNZ DISC,200 WOG,BUNA LINER | 1865.07 | 24 | 1 | 697988527003 | 69798852700
BFV124 | 70 | OW323B A U | OW323B | 8 | BUTTERFLY VALVE,WAFER,GEAR OPERATOR,CI BODY,ALMN/BRNZ DISC,200 WOG,BUNA LINER | 2570.83 | 50.28 | 1 | 697988512122 | 69798851212
BFV124 | 70 | OW323B AWJ | OW323B | 12 | BUTTERFLY VALVE,WAFER,GEAR OPERATOR,CI BODY,ALMN/BRNZ DISC,200 WOG,BUNA LINER | 4403.06 | 81 | 1 | 697988512139 | 69798851213
BFV124 | 79 | R1-0-C-613 | R1/0 - C -613 |  | CHAIN,1/0 LOCKLINK SS316L | 37.11 | 0.18 | 1 | 697988467798 | 69798846779
BFV124 | 79 | R1-0-C-746 | R10C746 |  | CHAIN,1/0 LOCKLINK GALVANIZED | 19.68 | 0.16 | 1 | 697988023352 | 69798802335
BFV124 | 79 | R1-0-ML-746 | R10ML746 |  | MASTER LINK CONNECTOR FOR 1/0 CHAIN | 86.25 | 0.06 | 1 | 697988651197 | 69798865119
BFV124 | 79 | R4-0-C-613 | R4/0 - C -613 |  | CHAIN,4/0 LOCKLINK STEEL | 42.19 | 0.34 | 1 | 697988467804 | 69798846780
BFV124 | 79 | R4-0-C-746 | R40C746 |  | CHAIN,4/0 LOCKLINK STEEL | 21.4 | 0.32 | 1 | 697988032668 | 69798803266
BFV124 | 79 | R4-0-ML-746 | R40ML746 |  | MASTER LINK CONNECTOR FOR 4/0 CHAIN | 99.49 | 0.06 | 1 | 697988651203 | 69798865120
BFV124 | 7G | UPGG-245E-200 | UPGG-245E | 2 | GROOVED BUTTERFLY VALVE,LEVER HANDLE,NSF 61 | 713.43 | 6.741 | 1 | 697988741164 | 69798874116
BFV124 | 7G | UPGG-245E-212 | UPGG-245E | 2 1/2 | GROOVED BUTTERFLY VALVE,LEVER HANDLE,NSF 61 | 875.04 | 7.425 | 1 | 697988741171 | 69798874117
BFV124 | 7G | UPGG-245E-300 | UPGG-245E | 3 | GROOVED BUTTERFLY VALVE,LEVER HANDLE,NSF 61 | 919.71 | 8.681 | 1 | 697988741188 | 69798874118
BFV124 | 7G | UPGG-245E-400 | UPGG-245E | 4 | GROOVED BUTTERFLY VALVE,LEVER HANDLE,NSF 61 | 1180.14 | 12.215 | 1 | 697988741195 | 69798874119
BFV124 | 7G | UPGG-245E-500 | UPGG-245E | 5 | GROOVED BUTTERFLY VALVE,LEVER HANDLE,NSF 61 | 1980.76 | 17.26 | 1 | 697988741201 | 69798874120
BFV124 | 7G | UPGG-245E-600 | UPGG-245E | 6 | GROOVED BUTTERFLY VALVE,LEVER HANDLE,NSF 61 | 2251.58 | 27.359 | 1 | 697988741218 | 69798874121
BFV124 | 7G | UPGG-245E-800 | UPGG-245E | 8 | GROOVED BUTTERFLY VALVE,LEVER HANDLE,NSF 61 | 2861.75 | 35.521 | 1 | 697988741225 | 69798874122
BFV124 | 7G | UPGG-345E-200 | UPGG-345E | 2 | GROOVED BUTTERFLY VALVE,GEAR OP HANDLE,NSF 61 | 1378.05 | 0 | 0 | 697988743823 | 69798874382
BFV124 | 7G | UPGG-345E-212 | UPGG-345E | 2 1/2 | GROOVED BUTTERFLY VALVE,GEAR OP HANDLE,NSF 61 | 1571.52 | 0 | 0 | 697988743830 | 69798874383
BFV124 | 7G | UPGG-345E-300 | UPGG-345E | 3 | GROOVED BUTTERFLY VALVE,GEAR OP HANDLE,NSF 61 | 1608.69 | 16 | 1 | 697988743847 | 69798874384
BFV124 | 7G | UPGG-345E-400 | UPGG-345E | 4 | GROOVED BUTTERFLY VALVE,GEAR OP HANDLE,NSF 61 | 1869.15 | 21.22 | 1 | 697988743854 | 69798874385
BFV124 | 7G | UPGG-345E-500 | UPGG-345E | 5 | GROOVED BUTTERFLY VALVE,GEAR OP HANDLE,NSF 61 | 2721.85 | 0 | 0 | 697988743861 | 69798874386
BFV124 | 7G | UPGG-345E-600 | UPGG-345E | 6 | GROOVED BUTTERFLY VALVE,GEAR OP HANDLE,NSF 61 | 3257.58 | 34.6 | 1 | 697988743878 | 69798874387
BFV124 | 7G | UPGG-345E-800 | UPGG-345E | 8 | GROOVED BUTTERFLY VALVE,GEAR OP HANDLE,NSF 61 | 3768.03 | 46.74 | 1 | 697988743885 | 69798874388
BFV124 | 7G | UPGG-345E-1000 | UPGG-345E | 10 | GROOVED BUTTERFLY VALVE,GEAR OP HANDLE,NSF 61 | 5628.23 | 84 | 1 | 697988743892 | 69798874389
BFV124 | 21 | 5637 - F -699 | 5637 - F -610 |  | BUTTERBALL,MEMORY STOP TAB,FITS SIZES 1/4" - 1" | 7.89 | 0.1 | 1 | 697988724624 | 69798872462
BFV124 | 21 | 5637 - G -699 | 5637 - G -610 |  | BUTTERBALL,MEMORY STOP TAB,FITS SIZES 1-1/4" - 2" | 9.11 | 0.015 | 1 | 697988724631 | 69798872463
BFV124 | 79 | 7496 - S -662 | 7496S662 |  | SQUARE OPR NUT MTV GEARS | 266.44 | 2.36 | 1 | 697988676022 | 69798867602
BFV124 | 79 | 7496 - 16-662 | 749616662 |  | SQUARE OPR NUT MTV GEARS | 266.44 | 2.16 | 1 | 697988676039 | 69798867603
BFV124 | 79 | 7496 - 24-662 | 749624662 |  | SQUARE OPR NUT MTV GEARS | 280.42 | 2.16 | 1 | 697988676046 | 69798867604
BFV124 | 79 | 7913 - JB-830 | 7913JB830 | 2 | SLEEVE,BUNA 2" | 280.42 | 0.375 | 1 | 697988552449 | 69798855244
BFV124 | 79 | 7913 - JE-830 | 7913JE830 | 2 | SLEEVE,EPDM 2" | 280.42 | 0.375 | 1 | 697988552456 | 69798855245
BFV124 | 79 | 7913 - JH-830 | 7913JH830 | 2 | SLEEVE,HYPALON 2" | 210.39 | 0.2 | 1 | 697988552470 | 69798855247
BFV124 | 79 | 7913 - JN-830 | 7913JN830 | 2 | SLEEVE,BLACK NEOPRENE,FOOD GRADE 2" | 210.39 | 0.425 | 1 | 697988552487 | 69798855248
BFV124 | 79 | 7913 - JP-830 | 7913JP830 | 2 | SLEEVE,WHITE NEOPRENE,FOOD GRADE 2" | 224.39 | 0.225 | 1 | 697988552494 | 69798855249
BFV124 | 79 | 7913 - JT-830 | 7913JT830 | 2 | SLEEVE,TEFLON 2" | 1547.23 | 0.25 | 50 | 697988552500 | 69798855250
BFV124 | 79 | 7913 - JV-830 | 7913JV830 | 2 | SLEEVE,VITON 2" | 565.53 | 0.25 | 25 | 697988552517 | 69798855251
BFV124 | 79 | 7913 - KB-830 | 7913KB830 | 2 1/2 | SLEEVE,BUNA 2 1/2" | 303.85 | 0.52 | 1 | 697988552524 | 69798855252
BFV124 | 79 | 7913 - KE-830 | 7913KE830 | 2 1/2 | SLEEVE,EPDM 2 1/2" | 303.85 | 0.48 | 1 | 697988552531 | 69798855253
BFV124 | 79 | 7913 - KH-830 | 7913KH830 | 2 1/2 | SLEEVE,HYPALON 2 1/2" | 210.39 | 0.51 | 1 | 697988552555 | 69798855255
BFV124 | 79 | 7913 - KN-830 | 7913KN830 | 2 1/2 | SLEEVE,BLACK NEOPRENE,FOOD GRADE 2 1/2" | 210.39 | 0.51 | 1 | 697988552562 | 69798855256
BFV124 | 79 | 7913 - KP-830 | 7913KP830 | 2 1/2 | SLEEVE,WHITE NEOPRENE,FOOD GRADE 2 1/2" | 224.39 | 0.51 | 1 | 697988552579 | 69798855257
BFV124 | 79 | 7913 - KT-830 | 7913KT830 | 2 1/2 | SLEEVE,TEFLON 2 1/2" | 1771.6 | 0.62 | 25 | 697988552586 | 69798855258
BFV124 | 79 | 7913 - KV-830 | 7913KV830 | 2 1/2 | SLEEVE,VITON 2 1/2" | 565.53 | 0.7 | 4 | 697988552593 | 69798855259
BFV124 | 79 | 7913 - LB-830 | 7913LB830 | 3 | SLEEVE,BUNA 3" | 285.15 | 0.58 | 1 | 697988552609 | 69798855260
BFV124 | 79 | 7913 - LE-830 | 7913LE830 | 3 | SLEEVE,EPDM 3" | 285.15 | 0.64 | 1 | 697988552616 | 69798855261
BFV124 | 79 | 7913 - LH-830 | 7913LH830 | 3 | SLEEVE,HYPALON 3" | 210.39 | 0.7 | 1 | 697988552630 | 69798855263
BFV124 | 79 | 7913 - LN-830 | 7913LN830 | 3 | SLEEVE,BLACK NEOPRENE,FOOD GRADE 3" | 210.39 | 0.74 | 1 | 697988552647 | 69798855264
BFV124 | 79 | 7913 - LP-830 | 7913LP830 | 3 | SLEEVE,WHITE NEOPRENE,FOOD GRADE 3" | 224.39 | 0.74 | 1 | 697988552654 | 69798855265
BFV124 | 79 | 7913 - LT-830 | 7913LT830 | 3 | SLEEVE,TEFLON 3" | 1827.63 | 0.7 | 25 | 697988552661 | 69798855266
BFV124 | 79 | 7913 - LV-830 | 7913LV830 | 3 | SLEEVE,VITON 3" | 565.53 | 0.78 | 50 | 697988552678 | 69798855267
BFV124 | 79 | 7913 - NB-830 | 7913NB830 | 4 | SLEEVE,BUNA 4" | 308.5 | 0.88 | 1 | 697988552685 | 69798855268
BFV124 | 79 | 7913 - NE-830 | 7913NE830 | 4 | SLEEVE,EPDM 4" | 308.5 | 0.96 | 48 | 697988552692 | 69798855269
BFV124 | 79 | 7913 - NH-830 | 7913NH830 | 4 | SLEEVE,HYPALON 4" | 210.39 | 1.08 | 1 | 697988552715 | 69798855271
BFV124 | 79 | 7913 - NN-830 | 7913NN830 | 4 | SLEEVE,BLACK NEOPRENE,FOOD GRADE 4" | 210.39 | 1.08 | 1 | 697988552722 | 69798855272
BFV124 | 79 | 7913 - NP-830 | 7913NP830 | 4 | SLEEVE,WHITE NEOPRENE,FOOD GRADE 4" | 224.39 | 1.02 | 1 | 697988552739 | 69798855273
BFV124 | 79 | 7913 - NT-830 | 7913NT830 | 4 | SLEEVE,TEFLON 4" | 2112.75 | 1.04 | 50 | 697988552746 | 69798855274
BFV124 | 79 | 7913 - NV-830 | 7913NV830 | 4 | SLEEVE,VITON 4" | 682.47 | 1.18 | 50 | 697988552753 | 69798855275
BFV124 | 79 | 7913 - RB-830 | 7913RB830 | 5 | SLEEVE,BUNA 5" | 378.61 | 1.438 | 1 | 697988552760 | 69798855276
BFV124 | 79 | 7913 - RE-830 | 7913RE830 | 5 | SLEEVE,EPDM 5" | 378.61 | 1.438 | 1 | 697988552777 | 69798855277
BFV124 | 79 | 7913 - RH-830 | 7913RH830 | 5 | SLEEVE,HYPALON 5" | 285.15 | 1 | 1 | 697988552791 | 69798855279
BFV124 | 79 | 7913 - RV-830 | 7913RV830 | 5 | SLEEVE,VITON 5" | 995.65 | 1.94 | 10 | 697988552807 | 69798855280
BFV124 | 79 | 7913 - SB-830 | 7913SB830 | 6 | SLEEVE,BUNA-N 6" | 350.57 | 1.5 | 1 | 697988552814 | 69798855281
BFV124 | 79 | 7913 - SE-830 | 7913SE830 | 6 | SLEEVE,EPDM | 350.57 | 1.5 | 1 | 697988552821 | 69798855282
BFV124 | 79 | 7913 - SH-830 | 7913SH830 | 6 | SLEEVE,HYPALON 6" | 280.42 | 1.5 | 1 | 697988552845 | 69798855284
BFV124 | 79 | 7913 - SN-830 | 7913SN830 | 6 | SLEEVE,BLACK NEOPRENE,FOOD GRADE 6" | 280.42 | 2.04 | 1 | 697988552852 | 69798855285
BFV124 | 79 | 7913 - SP-830 | 7913SP830 | 6 | SLEEVE,WHITE NEOPRENE,FOOD GRADE 6" | 336.57 | 2.04 | 1 | 697988552869 | 69798855286
BFV124 | 79 | 7913 - ST-830 | 7913ST830 | 6 | SLEEVE,TEFLON 6" | 2809.2 | 1.94 | 50 | 697988552876 | 69798855287
BFV124 | 79 | 7913 - SV-830 | 7913SV830 | 6 | SLEEVE,VITON 6" | 1018.99 | 1.75 | 48 | 697988552883 | 69798855288
BFV124 | 79 | 7913 - UB-830 | 7913UB830 | 8 | SLEEVE,BUNA 8" | 617 | 2.313 | 1 | 697988552890 | 69798855289
BFV124 | 79 | 7913 - UE-830 | 7913UE830 | 8 | SLEEVE,EPDM 8" | 617 | 2.313 | 3 | 697988552906 | 69798855290
BFV124 | 79 | 7913 - UH-830 | 7913UH830 | 8 | SLEEVE,HYPALON 8" | 588.99 | 2.78 | 3 | 697988552920 | 69798855292
BFV124 | 79 | 7913 - UN-830 | 7913UN830 | 8 | SLEEVE,BLACK NEOPRENE,FOOD GRADE 8" | 588.99 | 2.15 | 24 | 697988552937 | 69798855293
BFV124 | 79 | 7913 - UP-830 | 7913UP830 | 8 | SLEEVE,WHITE NEOPRENE,FOOD GRADE 8" | 645.02 | 2.15 | 1 | 697988552944 | 69798855294
BFV124 | 79 | 7913 - UT-830 | 7913UT830 | 8 | SLEEVE,TEFLON 8" | 4136.7 | 2.15 | 25 | 697988552951 | 69798855295
BFV124 | 79 | 7913 - UV-830 | 7913UV830 | 8 | SLEEVE VITON 8" | 1780.9 | 2.313 | 24 | 697988552968 | 69798855296
BFV124 | 79 | 7913 - WB-830 | 7913WB830 | 10 | SLEEVE,BUNA 10" | 705.82 | 3.5 | 1 | 697988552975 | 69798855297
BFV124 | 79 | 7913 - WE-830 | 7913WE830 | 10 | SLEEVE,EPDM 10" | 705.82 | 3.963 | 14 | 697988552982 | 69798855298
BFV124 | 79 | 7913 - WH-830 | 7913WH830 | 10 | SLEEVE,HYPALON 10" | 654.4 | 3.81 | 1 | 697988553002 | 69798855300
BFV124 | 79 | 7913 - WN-830 | 7913WN830 | 10 | SLEEVE,BLACK NEOPRENE,FOOD GRADE 10" | 654.4 | 4.38 | 1 | 697988553019 | 69798855301
BFV124 | 79 | 7913 - WP-830 | 7913WP830 | 10 | SLEEVE,WHITE NEOPRENE,FOOD GRADE 10" | 733.85 | 3.81 | 1 | 697988553026 | 69798855302
BFV124 | 79 | 7913 - WT-830 | 7913WT830 | 10 | SLEEVE,TEFLON 10" | 4814.47 | 4.38 | 25 | 697988553033 | 69798855303
BFV124 | 79 | 7913 - WV-830 | 7913WV830 | 10 | SLEEVE,VITON 10" | 2075.38 | 4.8 | 1 | 697988553040 | 69798855304
BFV124 | 79 | 7913 -WJB-830 | 7913WJB830 | 12 | SLEEVE,BUNA 12" | 883.41 | 4.688 | 1 | 697988553057 | 69798855305
BFV124 | 79 | 7913 -WJE-830 | 7913WJE830 | 12 | SLEEVE,EPDM 12" | 883.41 | 5.22 | 1 | 697988553064 | 69798855306
BFV124 | 79 | 7913 -WJH-830 | 7913WJH830 | 12 | SLEEVE,HYPALON 12" | 1009.64 | 4.69 | 1 | 697988553088 | 69798855308
BFV124 | 79 | 7913 -WJN-830 | 7913WJN830 | 12 | SLEEVE,BLACK NEOPRENE,FOOD GRADE 12" | 1009.64 | 5.78 | 1 | 697988553095 | 69798855309
BFV124 | 79 | 7913 -WJP-830 | 7913WJP830 | 12 | SLEEVE,WHITE NEOPRENE,FOOD GRADE 12" | 1070.39 | 4.69 | 1 | 697988553101 | 69798855310
BFV124 | 79 | 7913 -WJT-830 | 7913WJT830 | 12 | SLEEVE,TEFLON 12" | 6333.63 | 5.56 | 25 | 697988553118 | 69798855311
BFV124 | 79 | 7913 -WJV-830 | 7913WJV830 | 12 | SLEEVE,VITON 12" | 2580.22 | 6.32 | 8 | 697988553125 | 69798855312
BFV124 | 79 | 7923 - JB-830 | 7923JB830 | 2 | SLEEVE,BUNA,WUXI 2" | 280.42 | 0.23 | 1 | 697988558496 | 69798855849
BFV124 | 79 | 7923 - JE-830 | 7923JE830 | 2 | SLEEVE,EPDM,WUXI 2" | 280.42 | 0.23 | 1 | 697988558502 | 69798855850
BFV124 | 79 | 7923 - KB-830 | 7923KB830 | 2 1/2 | SLEEVE,BUNA,WUXI 2 1/2" | 303.85 | 0.54 | 1 | 697988558519 | 69798855851
BFV124 | 79 | 7923 - KE-830 | 7923KE830 | 2 1/2 | SLEEVE,EPDM,WUXI 2 1/2" | 303.85 | 0.52 | 1 | 697988558526 | 69798855852
BFV124 | 79 | 7923 - LB-830 | 7923LB830 | 3 | SLEEVE,BUNA,WUXI 3" | 285.14 | 0.64 | 1 | 697988558533 | 69798855853
BFV124 | 79 | 7923 - LE-830 | 7923LE830 | 3 | SLEEVE,EPDM,WUXI 3" | 285.14 | 0.6 | 1 | 697988558540 | 69798855854
BFV124 | 79 | 7923 - NB-830 | 7923NB830 | 4 | SLEEVE,BUNA,WUXI 4" | 308.5 | 0.94 | 1 | 697988558557 | 69798855855
BFV124 | 79 | 7923 - NE-830 | 7923NE830 | 4 | SLEEVE,EPDM,WUXI 4" | 308.5 | 0.9 | 1 | 697988558564 | 69798855856
BFV124 | 79 | 7923 - RB-830 | 7923RB830 | 5 | SLEEVE,BUNA,WUXI 5" | 378.61 | 2.31 | 1 | 697988558571 | 69798855857
BFV124 | 79 | 7923 - RE-830 | 7923RE830 | 5 | SLEEVE,EPDM,WUXI 5" | 378.61 | 2.31 | 1 | 697988558588 | 69798855858
BFV124 | 79 | 7923 - SB-830 | 7923SB830 | 6 | SLEEVE,BUNA,WUXI 6" | 350.57 | 2.31 | 1 | 697988558595 | 69798855859
BFV124 | 79 | 7923 - SE-830 | 7923SE830 | 6 | SLEEVE,EPDM,WUXI 6" | 350.57 | 2.31 | 1 | 697988558601 | 69798855860
BFV124 | 79 | 7923 - UB-830 | 7923UB830 | 8 | SLEEVE,BUNA,WUXI 8" | 617 | 2.31 | 1 | 697988558618 | 69798855861
BFV124 | 79 | 7923 - UE-830 | 7923UE830 | 8 | SLEEVE,EPDM,WUXI 8" | 617 | 2.48 | 1 | 697988558625 | 69798855862
BFV124 | 79 | 7923 - WB-830 | 7923WB830 | 10 | SLEEVE,BUNA,WUXI 10" | 705.82 | 3.92 | 1 | 697988558632 | 69798855863
BFV124 | 79 | 7923 - WE-830 | 7923WE830 | 10 | SLEEVE,EPDM,WUXI 10" | 705.82 | 3.88 | 1 | 697988558649 | 69798855864
BFV124 | 79 | 7923 -WJB-830 | 7923WJB830 | 12 | SLEEVE,BUNA,WUXI 12" | 883.41 | 5.2 | 1 | 697988558656 | 69798855865
BFV124 | 79 | 7923 -WJE-830 | 7923WJE830 | 12 | SLEEVE,EPDM,WUXI 12" | 883.41 | 5.18 | 1 | 697988558663 | 69798855866
BFV124 | 79 | 8115 -65N -20 | 811565N20 |  | GEAR OPT(18/20),CAST IRON | 2393.2 | 53.4 | 1 | 697988682443 | 69798868244
BFV124 | 79 | 84016- LL-940 | 84016LL940 |  | LEVER HANDLE LOCKING 2" - 3" | 83.67 | 1.5 | 1 | 697988553163 | 69798855316
BFV124 | 79 | 84016- RL-940 | 84016RL940 |  | LEVER HANDLE LOCKING 4" - 5" | 108.67 | 1.945 | 1 | 697988553170 | 69798855317
BFV124 | 79 | 84016- SL-940 | 84016SL940 |  | LEVER HANDLE LOCKING 6" | 113.13 | 1.9 | 1 | 697988553187 | 69798855318
BFV124 | 79 | 84016- UL-940 | 84016UL940 |  | LEVER HANDLE LOCKING 8" | 133.21 | 4.1 | 1 | 697988553194 | 69798855319
BFV124 | 79 | 84016-LFA-940 | 84016LFA940 |  | LEVER HANDLE EPOXY 2" - 3" | 133.21 | 1 | 1 | 697988553217 | 69798855321
BFV124 | 79 | 84016-RFA-940 | 84016RFA940 |  | LEVER HANDLE EPOXY 4" - 5" | 167.35 | 1.8 | 1 | 697988553224 | 69798855322
BFV124 | 79 | 84016-SFA-940 | 84016SFA940 |  | LEVER HANDLE EPOXY 6" | 182.01 | 1.86 | 1 | 697988553231 | 69798855323
BFV124 | 79 | 84016-UFA-940 | 84016UFA940 |  | LEVER HANDLE EPOXY 8" | 196.72 | 4.58 | 1 | 697988553248 | 69798855324
BFV124 | 79 | 84016-WFA-940 | 84016WFA940 |  | LEVER HANDLE LOCKING 10" - 12" | 196.72 | 5.14 | 1 | 697988553255 | 69798855325
BFV124 | 79 | 84016-WJL-940 | 84016WJL940 |  | LEVER HANDLE LOCKING 10" - 12" | 133.21 | 4.38 | 1 | 697988553262 | 69798855326
BFV124 | 21 | 84648- F -940 | 84648F940 |  | OVAL HANDLE BUTTERBALL 1/4" - 1" | 27.31 | 0.084 | 1 | 697988553279 | 69798855327
BFV124 | 21 | 84648- J -940 | 84648J940 |  | OVAL HANDLE BUTTERBALL 1 1/4" - 2" | 41.66 | 0.131 | 1 | 697988553286 | 69798855328
BFV124 | 79 | 86110-24N-950 | 8611024N950 |  | MEMORY STOP CONVERSION KIT (2-3) | 266.44 | 0.7 | 1 | 697988651463 | 69798865146
BFV124 | 79 | 86110-24N2-950 | 8611024N2950 |  | MEMORY STOP CONVERSION KIT(4-5) | 266.44 | 0.7 | 1 | 697988651470 | 69798865147
BFV124 | 79 | 86110-24N3-950 | 8611024N3950 |  | MEMORY STOP CONVERSION KIT (6) | 266.44 | 0.7 | 1 | 697988651487 | 69798865148
BFV124 | 79 | 86110-30N-950 | 8611030N950 |  | MEMORY STOP CONVERSION KIT (8) | 355.19 | 1.42 | 1 | 697988651494 | 69798865149
BFV124 | 79 | 86110-30N2-950 | 8611030N2950 |  | MEMORY STOP CONVERSION KIT (10-12) | 355.19 | 1.4 | 1 | 697988651500 | 69798865150
BFV124 | 79 | 86110-48N-950 | 8611048N950 |  | MEMORY STOP CONVERSION KIT (14-16) | 444.03 | 4.42 | 1 | 697988651517 | 69798865151
BFV124 | 79 | 86110-65N-950 | 8611065N950 |  | MEMORY STOP CONVERSION KIT (18-24) | 927.23 | 4.72 | 1 | 697988651524 | 69798865152
BFV124 | 21 | 8619 - F -940 | 8619F940 |  | STEM EXTENSION 1 1/4" FOR BUTTERBALL 1/4" - 1" | 23.92 | 0.12 | 10 | 697988553323 | 69798855332
BFV124 | 21 | 8619 - G -940 | 8619G940 |  | STEM EXTENSION 1 1/4" FOR BUTTERBALL 1 1/4" - 2" | 27.31 | 0.115 | 10 | 697988553330 | 69798855333
BFV124 | 21 | 8620 - F -940 | 8620F940 |  | STEM EXTENSION 2 1/4" FOR BUTTERBALL 1/4" - 1" | 29.83 | 0.1 | 10 | 697988553347 | 69798855334
BFV124 | 21 | 8620 - G -940 | 8620G940 |  | STEM EXTENSION 2 1/4" FOR BUTTERBALL 1 1/4" - 2" | 40.18 | 0.145 | 10 | 697988553354 | 69798855335
BFV124 | 79 | 8661 - J -940 | 8661J940 |  | MEM STOP KIT 2-6 INCH, M-SERIES & C-SERIES BUTTERFLY VALVE | 18.46 | 0.22 | 1 | 697988720541 | 69798872054
BFV124 | 79 | 8661 - U -940 | 8661U940 |  | MEM STOP KIT 8-12 INCH, M-SERIES & C-SERIES BUTTERFLY VALVE | 19.69 | 0.5 | 1 | 697988720558 | 69798872055
BFV124 | 79 | 8687 - LC-940 | 8687LC940 |  | LEVER HANDLE KIT 10 POSITION 2" - 3" | 108.23 | 2.3 | 1 | 697988553378 | 69798855337
BFV124 | 79 | 8687 - RC-940 | 8687RC940 |  | LEVER HANDLE KIT 10 POSITION 4" - 5" | 142.78 | 2.542 | 1 | 697988553385 | 69798855338
BFV124 | 79 | 8687 - SC-940 | 8687SC940 |  | LEVER HANDLE KIT 10 POSITION 6" | 147.71 | 2.56 | 1 | 697988553392 | 69798855339
BFV124 | 79 | 8687 - UC-940 | 8687UC940 |  | LEVER HANDLE KIT 10 POSITION 8" | 172.22 | 4.54 | 1 | 697988553408 | 69798855340
BFV124 | 79 | 8687 - WC-940 | 8687WC940 |  | LEVER HANDLE KIT 10 POSITION 10" - 12" | 177.22 | 4.636 | 1 | 697988553415 | 69798855341
BFV124 | 79 | 8687 -LSC-940 | 8687LSC940 |  | LEVER HANDLE EPOXY SS PLATE 2" - 3" | 216.68 | 2.04 | 1 | 697988553422 | 69798855342
BFV124 | 79 | 8687 -RSC-940 | 8687RSC940 |  | LEVER HANDLE EPOXY SS PLATE 4" - 5" | 260.83 | 2.3 | 1 | 697988553439 | 69798855343
BFV124 | 79 | 8687 -SSC-940 | 8687SSC940 |  | LEVER HANDLE EPOXY SS PLATE 6" | 270.69 | 2.25 | 1 | 697988553446 | 69798855344
BFV124 | 79 | 8687 -USC-940 | 8687USC940 |  | LEVER HANDLE EPOXY SS PLATE 8" | 335.39 | 4.25 | 1 | 697988553453 | 69798855345
BFV124 | 79 | 8687 -WSC-940 | 8687WSC940 |  | LEVER HANDLE EPOXY SS PLATE 10" - 12" | 359.21 | 4.25 | 1 | 697988553460 | 69798855346