## Sheet1
BFV-0425
Milwaukee Valve Butterfly Valve List Price
Effective Date of List Price: 04/15/25
PriceBook Name | Discount Code | EDI Part No. | Model No. w/Options | Valve Size | LONG DESCRIPTION | 0325 List | Unit Weight | Box Qty | UPC W/CHECK DIGIT | 11 DIGIT UPC
BFV425 | 79 | ARG1-0 | ARG10 | 1 | CHAIN WHEEL OPERATOR AND GUIDE FITS HANDWHEEL DIAMETERS 4.25"- 5.75",FOR BUTTERFLY VALVES | 1416.78 | 1.86 | 1 | 697988651333 | 69798865133 | 1416.78
BFV425 | 79 | ARG1-5 | ARG15 |  | CHAIN WHEEL OPERATOR AND GUIDE FITS HANDWHEEL DIAMETERS 6.00"- 7.50",FOR BUTTERFLY VALVES | 1416.78 | 2.56 | 1 | 697988552241 | 69798855224 | 1416.78
BFV425 | 79 | ARG2-0 | ARG20 |  | CHAIN WHEEL OPERATOR AND GUIDE FITS HANDWHEEL DIAMETERS 7.75"- 9.00",FOR BUTTERFLY VALVES | 1639.49 | 3.8 | 1 | 697988552258 | 69798855225 | 1639.49
BFV425 | 79 | ARG2-5 | ARG25 |  | CHAIN WHEEL OPERATOR AND GUIDE FITS HANDWHEEL DIAMETERS 9.25"- 12.50",FOR BUTTERFLY VALVES | 1987.17 | 5.76 | 1 | 697988552265 | 69798855226 | 1987.17
BFV425 | 79 | ARG3-0 | ARG30 |  | CHAIN WHEEL OPERATOR AND GUIDE FITS HANDWHEEL DIAMETERS 12.75"-15.50",FOR BVF | 4255.76 | 18 | 1 | 697988675919 | 69798867591 | 4255.76
BFV425 | 79 | ARG3-5 | ARG35 |  | CHAIN WHEEL OPERATOR AND GUIDE FITS HANDWHEEL 15.75"-19.0"HW | 4255.76 | 11.28 | 1 | 697988552272 | 69798855227 | 4255.76
BFV425 | 79 | ARG4-0 | ARG40 |  | CHAIN WHEEL OPERATOR AND GUIDE FITS HANDWHEEL 16"300-18"150W | 7394.86 | 16.66 | 1 | 697988760141 | 69798876014 | 7394.86
BFV425 | 20 | BB1-10A0- 100 | BB110A0 | 1 | BUTTERBALL BUTTERFLY VALVE,175 WOG,FULL PORT,SS STEM & DISC,EPDM SEAL,W/ACTUATOR PADS | 380.27 | 0.735 | 20 | 697988552289 | 69798855228 | 380.27
BFV425 | 20 | BB1-10A0- 114 | BB110A0 | 1 1/4 | BUTTERBALL BUTTERFLY VALVE,175 WOG,FULL PORT,SS STEM & DISC,EPDM SEAL,W/ACTUATOR PADS | 428.28 | 1.085 | 10 | 697988552302 | 69798855230 | 428.28
BFV425 | 20 | BB1-10A0- 112 | BB110A0 | 1 1/2 | BUTTERBALL BUTTERFLY VALVE,175 WOG,FULL PORT,SS STEM & DISC,EPDM SEAL,W/ACTUATOR PADS | 468.69 | 1.45 | 12 | 697988552296 | 69798855229 | 468.69
BFV425 | 20 | BB1-10A0- 200 | BB110A0 | 2 | BUTTERBALL BUTTERFLY VALVE,175 WOG,FULL PORT,SS STEM & DISC,EPDM SEAL,W/ACTUATOR PADS | 518.55 | 2.34 | 6 | 697988552319 | 69798855231 | 518.55
BFV425 | 20 | BB2-100 - 14 | BB2100 | 1/4 | BUTTERBALL BUTTERFLY VALVE,175 WOG,FULL PORT,SS STEM & DISC,VITON SEAL,THREADED | 59.65 | 0.515 | 36 | 697988118850 | 69798811885 | 59.65
BFV425 | 20 | BB2-100 - 38 | BB2100 | 3/8 | BUTTERBALL BUTTERFLY VALVE,175 WOG,FULL PORT,SS STEM & DISC,VITON SEAL,THREADED | 59.65 | 0.505 | 36 | 697988118874 | 69798811887 | 59.65
BFV425 | 20 | BB2-100 - 12 | BB2100 | 1/2 | BUTTERBALL BUTTERFLY VALVE,175 WOG,FULL PORT,SS STEM & DISC,VITON SEAL,THREADED | 59.65 | 0.54 | 36 | 697988118843 | 69798811884 | 59.65
BFV425 | 20 | BB2-100 - 34 | BB2100 | 3/4 | BUTTERBALL BUTTERFLY VALVE,175 WOG,FULL PORT,SS STEM & DISC,VITON SEAL,THREADED | 90.26 | 0.63 | 36 | 697988118867 | 69798811886 | 90.26
BFV425 | 20 | BB2-100 - 100 | BB2100 | 1 | BUTTERBALL BUTTERFLY VALVE,175 WOG,FULL PORT,SS STEM & DISC,VITON SEAL,THREADED | 114.69 | 0.805 | 24 | 697988118881 | 69798811888 | 114.69
BFV425 | 20 | BB2-100 - 114 | BB2100 | 1 1/4 | BUTTERBALL BUTTERFLY VALVE,175 WOG,FULL PORT,SS STEM & DISC,VITON SEAL,THREADED | 183.55 | 1.32 | 12 | 697988118904 | 69798811890 | 183.55
BFV425 | 20 | BB2-100 - 112 | BB2100 | 1 1/2 | BUTTERBALL BUTTERFLY VALVE,175 WOG,FULL PORT,SS STEM & DISC,VITON SEAL,THREADED | 229.48 | 1.57 | 12 | 697988118898 | 69798811889 | 229.48
BFV425 | 20 | BB2-100 - 200 | BB2100 | 2 | BUTTERBALL BUTTERFLY VALVE,175 WOG,FULL PORT,SS STEM & DISC,VITON SEAL,THREADED | 276.88 | 2.725 | 6 | 697988118911 | 69798811891 | 276.88
BFV425 | 20 | BB2-100R- 14 | BB2100R | 1/4 | BUTTERBALL BUTTERFLY VALVE,175 WOG,FULL PORT,SS STEM & DISC,VITON SEAL,THREADED,OVAL HANDLE | 93.58 | 0.599 | 1 | 697988119017 | 69798811901 | 93.58
BFV425 | 20 | BB2-100R- 38 | BB2100R | 3/8 | BUTTERBALL BUTTERFLY VALVE,175 WOG,FULL PORT,SS STEM & DISC,VITON SEAL,THREADED,OVAL HANDLE | 93.58 | 0.51 | 1 | 697988119031 | 69798811903 | 93.58
BFV425 | 20 | BB2-100R- 12 | BB2100R | 1/2 | BUTTERBALL BUTTERFLY VALVE,175 WOG,FULL PORT,SS STEM & DISC,VITON SEAL,THREADED,OVAL HANDLE | 93.58 | 0.55 | 1 | 697988119000 | 69798811900 | 93.58
BFV425 | 20 | BB2-100R- 34 | BB2100R | 3/4 | BUTTERBALL BUTTERFLY VALVE,175 WOG,FULL PORT,SS STEM & DISC,VITON SEAL,THREADED,OVAL HANDLE | 124.19 | 0.7 | 1 | 697988119024 | 69798811902 | 124.19
BFV425 | 20 | BB2-100R- 100 | BB2100R | 1 | BUTTERBALL BUTTERFLY VALVE,175 WOG,FULL PORT,SS STEM & DISC,VITON SEAL,THREADED,OVAL HANDLE | 148.61 | 0.805 | 1 | 697988119048 | 69798811904 | 148.61
BFV425 | 20 | BB2-100R- 114 | BB2100R | 1 1/4 | BUTTERBALL BUTTERFLY VALVE,175 WOG,FULL PORT,SS STEM & DISC,VITON SEAL,THREADED,OVAL HANDLE | 235.22 | 1.375 | 12 | 697988119062 | 69798811906 | 235.22
BFV425 | 20 | BB2-100R- 112 | BB2100R | 1 1/2 | BUTTERBALL BUTTERFLY VALVE,175 WOG,FULL PORT,SS STEM & DISC,VITON SEAL,THREADED,OVAL HANDLE | 281.18 | 1.7 | 12 | 697988119055 | 69798811905 | 281.18
BFV425 | 20 | BB2-100R- 200 | BB2100R | 2 | BUTTERBALL BUTTERFLY VALVE,175 WOG,FULL PORT,SS STEM & DISC,VITON SEAL,THREADED,OVAL HANDLE | 328.59 | 2.75 | 6 | 697988119079 | 69798811907 | 328.59
BFV425 | 20 | BB2-102 - 14 | BB2102 | 1/4 | BUTTERBALL BUTTERFLY VALVE,175 WOG,FULL PORT,SS STEM & DISC,VITON SEAL,THREADED,MEMORY STOP | 69.43 | 0.54 | 36 | 697988119161 | 69798811916 | 69.43
BFV425 | 20 | BB2-102 - 38 | BB2102 | 3/8 | BUTTERBALL BUTTERFLY VALVE,175 WOG,FULL PORT,SS STEM & DISC,VITON SEAL,THREADED,MEMORY STOP | 69.43 | 0.52 | 36 | 697988119185 | 69798811918 | 69.43
BFV425 | 20 | BB2-102 - 12 | BB2102 | 1/2 | BUTTERBALL BUTTERFLY VALVE,175 WOG,FULL PORT,SS STEM & DISC,VITON SEAL,THREADED,MEMORY STOP | 69.43 | 0.54 | 36 | 697988119154 | 69798811915 | 69.43
BFV425 | 20 | BB2-102 - 34 | BB2102 | 3/4 | BUTTERBALL BUTTERFLY VALVE,175 WOG,FULL PORT,SS STEM & DISC,VITON SEAL,THREADED,MEMORY STOP | 100.07 | 0.68 | 36 | 697988119178 | 69798811917 | 100.07
BFV425 | 20 | BB2-102 - 100 | BB2102 | 1 | BUTTERBALL BUTTERFLY VALVE,175 WOG,FULL PORT,SS STEM & DISC,VITON SEAL,THREADED,MEMORY STOP | 124.49 | 0.82 | 24 | 697988119192 | 69798811919 | 124.49
BFV425 | 20 | BB2-102 - 114 | BB2102 | 1 1/4 | BUTTERBALL BUTTERFLY VALVE,175 WOG,FULL PORT,SS STEM & DISC,VITON SEAL,THREADED,MEMORY STOP | 194.84 | 1.3 | 12 | 697988119215 | 69798811921 | 194.84
BFV425 | 20 | BB2-102 - 112 | BB2102 | 1 1/2 | BUTTERBALL BUTTERFLY VALVE,175 WOG,FULL PORT,SS STEM & DISC,VITON SEAL,THREADED,MEMORY STOP | 240.8 | 1.6 | 12 | 697988119208 | 69798811920 | 240.8
BFV425 | 20 | BB2-102 - 200 | BB2102 | 2 | BUTTERBALL BUTTERFLY VALVE,175 WOG,FULL PORT,SS STEM & DISC,VITON SEAL,THREADED,MEMORY STOP | 288.18 | 2.735 | 6 | 697988119222 | 69798811922 | 288.18
BFV425 | 20 | BB2-103 - 14 | BB2103 | 1/4 | BUTTERBALL BUTTERFLY VALVE,175 WOG,FULL PORT,SS STEM & DISC,VITON SEAL,THREADED,1 1/4" EXT STEM | 89.33 | 0.75 | 1 | 697988119376 | 69798811937 | 89.33
BFV425 | 20 | BB2-103 - 38 | BB2103 | 3/8 | BUTTERBALL BUTTERFLY VALVE,175 WOG,FULL PORT,SS STEM & DISC,VITON SEAL,THREADED,1 1/4" EXT STEM | 89.33 | 0.76 | 1 | 697988119390 | 69798811939 | 89.33
BFV425 | 20 | BB2-103 - 12 | BB2103 | 1/2 | BUTTERBALL BUTTERFLY VALVE,175 WOG,FULL PORT,SS STEM & DISC,VITON SEAL,THREADED,1 1/4" EXT STEM | 89.33 | 0.8 | 1 | 697988119369 | 69798811936 | 89.33
BFV425 | 20 | BB2-103 - 34 | BB2103 | 3/4 | BUTTERBALL BUTTERFLY VALVE,175 WOG,FULL PORT,SS STEM & DISC,VITON SEAL,THREADED,1 1/4" EXT STEM | 119.95 | 0.88 | 1 | 697988119383 | 69798811938 | 119.95
BFV425 | 20 | BB2-103 - 100 | BB2103 | 1 | BUTTERBALL BUTTERFLY VALVE,175 WOG,FULL PORT,SS STEM & DISC,VITON SEAL,THREADED,1 1/4" EXT STEM | 144.37 | 1.055 | 1 | 697988119406 | 69798811940 | 144.37
BFV425 | 20 | BB2-103 - 114 | BB2103 | 1 1/4 | BUTTERBALL BUTTERFLY VALVE,175 WOG,FULL PORT,SS STEM & DISC,VITON SEAL,THREADED,1 1/4" EXT STEM | 217.44 | 1.4 | 1 | 697988119420 | 69798811942 | 217.44
BFV425 | 20 | BB2-103 - 112 | BB2103 | 1 1/2 | BUTTERBALL BUTTERFLY VALVE,175 WOG,FULL PORT,SS STEM & DISC,VITON SEAL,THREADED,1 1/4" EXT STEM | 263.39 | 1.95 | 1 | 697988119413 | 69798811941 | 263.39
BFV425 | 20 | BB2-103 - 200 | BB2103 | 2 | BUTTERBALL BUTTERFLY VALVE,175 WOG,FULL PORT,SS STEM & DISC,VITON SEAL,THREADED,1 1/4" EXT STEM | 310.8 | 2.8 | 1 | 697988119437 | 69798811943 | 310.8
BFV425 | 20 | BB2-104 - 14 | BB2104 | 1/4 | BUTTERBALL BUTTERFLY VALVE,175 WOG,FULL PORT,SS STEM & DISC,VITON SEAL,THREADED,2 1/4" EXT STEM | 96.67 | 0.75 | 1 | 697988119536 | 69798811953 | 96.67
BFV425 | 20 | BB2-104 - 38 | BB2104 | 3/8 | BUTTERBALL BUTTERFLY VALVE,175 WOG,FULL PORT,SS STEM & DISC,VITON SEAL,THREADED,2 1/4" EXT STEM | 96.67 | 0.76 | 1 | 697988119550 | 69798811955 | 96.67
BFV425 | 20 | BB2-104 - 12 | BB2104 | 1/2 | BUTTERBALL BUTTERFLY VALVE,175 WOG,FULL PORT,SS STEM & DISC,VITON SEAL,THREADED,2 1/4" EXT STEM | 96.67 | 0.63 | 1 | 697988119529 | 69798811952 | 96.67
BFV425 | 20 | BB2-104 - 34 | BB2104 | 3/4 | BUTTERBALL BUTTERFLY VALVE,175 WOG,FULL PORT,SS STEM & DISC,VITON SEAL,THREADED,2 1/4" EXT STEM | 127.29 | 0.76 | 1 | 697988119543 | 69798811954 | 127.29
BFV425 | 20 | BB2-104 - 100 | BB2104 | 1 | BUTTERBALL BUTTERFLY VALVE,175 WOG,FULL PORT,SS STEM & DISC,VITON SEAL,THREADED,2 1/4" EXT STEM | 151.7 | 1.055 | 1 | 697988119567 | 69798811956 | 151.7
BFV425 | 20 | BB2-104 - 114 | BB2104 | 1 1/4 | BUTTERBALL BUTTERFLY VALVE,175 WOG,FULL PORT,SS STEM & DISC,VITON SEAL,THREADED,2 1/4" EXT STEM | 233.39 | 1.45 | 1 | 697988119581 | 69798811958 | 233.39
BFV425 | 20 | BB2-104 - 112 | BB2104 | 1 1/2 | BUTTERBALL BUTTERFLY VALVE,175 WOG,FULL PORT,SS STEM & DISC,VITON SEAL,THREADED,2 1/4" EXT STEM | 279.32 | 1.77 | 1 | 697988119574 | 69798811957 | 279.32
BFV425 | 20 | BB2-104 - 200 | BB2104 | 2 | BUTTERBALL BUTTERFLY VALVE,175 WOG,FULL PORT,SS STEM & DISC,VITON SEAL,THREADED,2 1/4" EXT STEM | 326.73 | 2.66 | 1 | 697988119598 | 69798811959 | 326.73
BFV425 | 20 | BB2-350 - 38 | BB2350 | 3/8 | BUTTERBALL BUTTERFLY VALVE,175 WOG,FULL PORT,SS STEM & DISC,VITON SEAL,SOLDER | 59.65 | 0.46 | 36 | 697988120297 | 69798812029 | 59.65
BFV425 | 20 | BB2-350 - 12 | BB2350 | 1/2 | BUTTERBALL BUTTERFLY VALVE,175 WOG,FULL PORT,SS STEM & DISC,VITON SEAL,SOLDER | 62.76 | 0.47 | 36 | 697988120266 | 69798812026 | 62.76
BFV425 | 20 | BB2-350 - 34 | BB2350 | 3/4 | BUTTERBALL BUTTERFLY VALVE,175 WOG,FULL PORT,SS STEM & DISC,VITON SEAL,SOLDER | 101.51 | 0.64 | 36 | 697988120280 | 69798812028 | 101.51
BFV425 | 20 | BB2-350 - 100 | BB2350 | 1 | BUTTERBALL BUTTERFLY VALVE,175 WOG,FULL PORT,SS STEM & DISC,VITON SEAL,SOLDER | 123.86 | 0.895 | 24 | 697988120303 | 69798812030 | 123.86
BFV425 | 20 | BB2-350 - 114 | BB2350 | 1 1/4 | BUTTERBALL BUTTERFLY VALVE,175 WOG,FULL PORT,SS STEM & DISC,VITON SEAL,SOLDER | 199.79 | 1.615 | 12 | 697988120327 | 69798812032 | 199.79
BFV425 | 20 | BB2-350 - 112 | BB2350 | 1 1/2 | BUTTERBALL BUTTERFLY VALVE,175 WOG,FULL PORT,SS STEM & DISC,VITON SEAL,SOLDER | 257.88 | 1.9 | 12 | 697988120310 | 69798812031 | 257.88
BFV425 | 20 | BB2-350 - 200 | BB2350 | 2 | BUTTERBALL BUTTERFLY VALVE,175 WOG,FULL PORT,SS STEM & DISC,VITON SEAL,SOLDER | 322.52 | 3.455 | 6 | 697988120334 | 69798812033 | 322.52
BFV425 | 20 | BB2-350R- 38 | BB2350R | 3/8 | BUTTERBALL BUTTERFLY VALVE,175 WOG,FULL PORT,SS STEM & DISC,VITON SEAL,SOLDER,OVAL HANDLE | 93.58 | 0.45 | 1 | 697988120372 | 69798812037 | 93.58
BFV425 | 20 | BB2-350R- 12 | BB2350R | 1/2 | BUTTERBALL BUTTERFLY VALVE,175 WOG,FULL PORT,SS STEM & DISC,VITON SEAL,SOLDER,OVAL HANDLE | 96.69 | 0.45 | 1 | 697988120341 | 69798812034 | 96.69
BFV425 | 20 | BB2-350R- 34 | BB2350R | 3/4 | BUTTERBALL BUTTERFLY VALVE,175 WOG,FULL PORT,SS STEM & DISC,VITON SEAL,SOLDER,OVAL HANDLE | 135.42 | 0.65 | 1 | 697988120365 | 69798812036 | 135.42
BFV425 | 20 | BB2-350R- 100 | BB2350R | 1 | BUTTERBALL BUTTERFLY VALVE,175 WOG,FULL PORT,SS STEM & DISC,VITON SEAL,SOLDER,OVAL HANDLE | 157.81 | 1 | 1 | 697988120389 | 69798812038 | 157.81
BFV425 | 20 | BB2-350R- 114 | BB2350R | 1 1/4 | BUTTERBALL BUTTERFLY VALVE,175 WOG,FULL PORT,SS STEM & DISC,VITON SEAL,SOLDER,OVAL HANDLE | 251.48 | 1.55 | 1 | 697988120402 | 69798812040 | 251.48
BFV425 | 20 | BB2-350R- 112 | BB2350R | 1 1/2 | BUTTERBALL BUTTERFLY VALVE,175 WOG,FULL PORT,SS STEM & DISC,VITON SEAL,SOLDER,OVAL HANDLE | 309.58 | 1.9 | 1 | 697988120396 | 69798812039 | 309.58
BFV425 | 20 | BB2-350R- 200 | BB2350R | 2 | BUTTERBALL BUTTERFLY VALVE,175 WOG,FULL PORT,SS STEM & DISC,VITON SEAL,SOLDER,OVAL HANDLE | 374.24 | 3.455 | 1 | 697988120419 | 69798812041 | 374.24
BFV425 | 20 | BB2-352 - 38 | BB2352 | 3/8 | BUTTERBALL BUTTERFLY VALVE,175 WOG,FULL PORT,SS STEM & DISC,VITON SEAL,SOLDER,MEMORY STOP | 69.43 | 0.48 | 36 | 697988120518 | 69798812051 | 69.43
BFV425 | 20 | BB2-352 - 12 | BB2352 | 1/2 | BUTTERBALL BUTTERFLY VALVE,175 WOG,FULL PORT,SS STEM & DISC,VITON SEAL,SOLDER,MEMORY STOP | 72.54 | 0.48 | 36 | 697988120488 | 69798812048 | 72.54
BFV425 | 20 | BB2-352 - 34 | BB2352 | 3/4 | BUTTERBALL BUTTERFLY VALVE,175 WOG,FULL PORT,SS STEM & DISC,VITON SEAL,SOLDER,MEMORY STOP | 111.31 | 0.62 | 36 | 697988120501 | 69798812050 | 111.31
BFV425 | 20 | BB2-352 - 100 | BB2352 | 1 | BUTTERBALL BUTTERFLY VALVE,175 WOG,FULL PORT,SS STEM & DISC,VITON SEAL,SOLDER,MEMORY STOP | 133.71 | 0.91 | 24 | 697988120525 | 69798812052 | 133.71
BFV425 | 20 | BB2-352 - 114 | BB2352 | 1 1/4 | BUTTERBALL BUTTERFLY VALVE,175 WOG,FULL PORT,SS STEM & DISC,VITON SEAL,SOLDER,MEMORY STOP | 211.13 | 1.58 | 12 | 697988120549 | 69798812054 | 211.13
BFV425 | 20 | BB2-352 - 112 | BB2352 | 1 1/2 | BUTTERBALL BUTTERFLY VALVE,175 WOG,FULL PORT,SS STEM & DISC,VITON SEAL,SOLDER,MEMORY STOP | 269.23 | 1.94 | 12 | 697988120532 | 69798812053 | 269.23
BFV425 | 20 | BB2-352 - 200 | BB2352 | 2 | BUTTERBALL BUTTERFLY VALVE,175 WOG,FULL PORT,SS STEM & DISC,VITON SEAL,SOLDER,MEMORY STOP | 333.8 | 3.405 | 6 | 697988120556 | 69798812055 | 333.8
BFV425 | 20 | BB2-353 - 38 | BB2353 | 3/8 | BUTTERBALL BUTTERFLY VALVE,175 WOG,FULL PORT,SS STEM & DISC,VITON SEAL,SOLDER,1 1/4" EXT STEM | 89.33 | 0.46 | 1 | 697988120686 | 69798812068 | 89.33
BFV425 | 20 | BB2-353 - 12 | BB2353 | 1/2 | BUTTERBALL BUTTERFLY VALVE,175 WOG,FULL PORT,SS STEM & DISC,VITON SEAL,SOLDER,1 1/4" EXT STEM | 92.47 | 0.46 | 1 | 697988120655 | 69798812065 | 92.47
BFV425 | 20 | BB2-353 - 34 | BB2353 | 3/4 | BUTTERBALL BUTTERFLY VALVE,175 WOG,FULL PORT,SS STEM & DISC,VITON SEAL,SOLDER,1 1/4" EXT STEM | 131.19 | 0.73 | 1 | 697988120679 | 69798812067 | 131.19
BFV425 | 20 | BB2-353 - 100 | BB2353 | 1 | BUTTERBALL BUTTERFLY VALVE,175 WOG,FULL PORT,SS STEM & DISC,VITON SEAL,SOLDER,1 1/4" EXT STEM | 153.55 | 0.9 | 1 | 697988120693 | 69798812069 | 153.55
BFV425 | 20 | BB2-353 - 114 | BB2353 | 1 1/4 | BUTTERBALL BUTTERFLY VALVE,175 WOG,FULL PORT,SS STEM & DISC,VITON SEAL,SOLDER,1 1/4" EXT STEM | 233.7 | 1.65 | 1 | 697988120716 | 69798812071 | 233.7
BFV425 | 20 | BB2-353 - 112 | BB2353 | 1 1/2 | BUTTERBALL BUTTERFLY VALVE,175 WOG,FULL PORT,SS STEM & DISC,VITON SEAL,SOLDER,1 1/4" EXT STEM | 291.78 | 2 | 1 | 697988120709 | 69798812070 | 291.78
BFV425 | 20 | BB2-353 - 200 | BB2353 | 2 | BUTTERBALL BUTTERFLY VALVE,175 WOG,FULL PORT,SS STEM & DISC,VITON SEAL,SOLDER,1 1/4" EXT STEM | 356.43 | 3.55 | 1 | 697988120723 | 69798812072 | 356.43
BFV425 | 20 | BB2-354 - 38 | BB2354 | 3/8 | BUTTERBALL BUTTERFLY VALVE,175 WOG,FULL PORT,SS STEM & DISC,VITON SEAL,SOLDER,2 1/4" EXT STEM | 96.67 | 0.55 | 1 | 697988120846 | 69798812084 | 96.67
BFV425 | 20 | BB2-354 - 12 | BB2354 | 1/2 | BUTTERBALL BUTTERFLY VALVE,175 WOG,FULL PORT,SS STEM & DISC,VITON SEAL,SOLDER,2 1/4" EXT STEM | 99.8 | 0.56 | 1 | 697988120815 | 69798812081 | 99.8
BFV425 | 20 | BB2-354 - 34 | BB2354 | 3/4 | BUTTERBALL BUTTERFLY VALVE,175 WOG,FULL PORT,SS STEM & DISC,VITON SEAL,SOLDER,2 1/4" EXT STEM | 138.52 | 0.66 | 1 | 697988120839 | 69798812083 | 138.52
BFV425 | 20 | BB2-354 - 100 | BB2354 | 1 | BUTTERBALL BUTTERFLY VALVE,175 WOG,FULL PORT,SS STEM & DISC,VITON SEAL,SOLDER,2 1/4" EXT STEM | 160.9 | 1 | 1 | 697988120853 | 69798812085 | 160.9
BFV425 | 20 | BB2-354 - 114 | BB2354 | 1 1/4 | BUTTERBALL BUTTERFLY VALVE,175 WOG,FULL PORT,SS STEM & DISC,VITON SEAL,SOLDER,2 1/4" EXT STEM | 249.66 | 1.65 | 1 | 697988120877 | 69798812087 | 249.66
BFV425 | 20 | BB2-354 - 112 | BB2354 | 1 1/2 | BUTTERBALL BUTTERFLY VALVE,175 WOG,FULL PORT,SS STEM & DISC,VITON SEAL,SOLDER,2 1/4" EXT STEM | 307.75 | 2 | 1 | 697988120860 | 69798812086 | 307.75
BFV425 | 20 | BB2-354 - 200 | BB2354 | 2 | BUTTERBALL BUTTERFLY VALVE,175 WOG,FULL PORT,SS STEM & DISC,VITON SEAL,SOLDER,2 1/4" EXT STEM | 372.36 | 3.56 | 1 | 697988120884 | 69798812088 | 372.36
BFV425 | 21 | BB2FSULKF-940 | BB2FSULKF |  | KIT,FLO-SET,UL | 38.88 | 0.15 | 1 | 697988552326 | 69798855232 | 38.88
BFV425 | 21 | BB2FSULKJ-940 | BB2FSULKJ |  | KIT,FLO-SET,UL | 48.36 | 0.2 | 1 | 697988552333 | 69798855233 | 48.36
BFV425 | 20 | BB2FS100- 14 | BB2FS100 | 1/4 | BUTTERBALL BUTTERFLY VALVE,175 WOG,FULL PORT,SS STEM & DISC,VITON SEAL,THREADED,CALIBRATED MEM STOP | 98.55 | 0.535 | 36 | 697988121423 | 69798812142 | 98.55
BFV425 | 20 | BB2FS100- 38 | BB2FS100 | 3/8 | BUTTERBALL BUTTERFLY VALVE,175 WOG,FULL PORT,SS STEM & DISC,VITON SEAL,THREADED,CALIBRATED MEM STOP | 98.55 | 0.54 | 36 | 697988121447 | 69798812144 | 98.55
BFV425 | 20 | BB2FS100- 12 | BB2FS100 | 1/2 | BUTTERBALL BUTTERFLY VALVE,175 WOG,FULL PORT,SS STEM & DISC,VITON SEAL,THREADED,CALIBRATED MEM STOP | 98.55 | 0.56 | 36 | 697988121416 | 69798812141 | 98.55
BFV425 | 20 | BB2FS100- 34 | BB2FS100 | 3/4 | BUTTERBALL BUTTERFLY VALVE,175 WOG,FULL PORT,SS STEM & DISC,VITON SEAL,THREADED,CALIBRATED MEM STOP | 129.15 | 0.665 | 36 | 697988121430 | 69798812143 | 129.15
BFV425 | 20 | BB2FS100- 100 | BB2FS100 | 1 | BUTTERBALL BUTTERFLY VALVE,175 WOG,FULL PORT,SS STEM & DISC,VITON SEAL,THREADED,CALIBRATED MEM STOP | 153.56 | 0.82 | 24 | 697988121454 | 69798812145 | 153.56
BFV425 | 20 | BB2FS100- 114 | BB2FS100 | 1 1/4 | BUTTERBALL BUTTERFLY VALVE,175 WOG,FULL PORT,SS STEM & DISC,VITON SEAL,THREADED,CALIBRATED MEM STOP | 231.86 | 1.295 | 12 | 697988121478 | 69798812147 | 231.86
BFV425 | 20 | BB2FS100- 112 | BB2FS100 | 1 1/2 | BUTTERBALL BUTTERFLY VALVE,175 WOG,FULL PORT,SS STEM & DISC,VITON SEAL,THREADED,CALIBRATED MEM STOP | 277.82 | 1.555 | 12 | 697988121461 | 69798812146 | 277.82
BFV425 | 20 | BB2FS100- 200 | BB2FS100 | 2 | BUTTERBALL BUTTERFLY VALVE,175 WOG,FULL PORT,SS STEM & DISC,VITON SEAL,THREADED,CALIBRATED MEM STOP | 325.25 | 2.73 | 6 | 697988121485 | 69798812148 | 325.25
BFV425 | 20 | BB2FS350- 38 | BB2FS350 | 3/8 | BUTTERBALL BUTTERFLY VALVE,175 WOG,FULL PORT,SS STEM & DISC,VITON SEAL,SOLDER,CALIBRATED MEM STOP | 98.55 | 0.48 | 1 | 697988121690 | 69798812169 | 98.55
BFV425 | 20 | BB2FS350- 12 | BB2FS350 | 1/2 | BUTTERBALL BUTTERFLY VALVE,175 WOG,FULL PORT,SS STEM & DISC,VITON SEAL,SOLDER,CALIBRATED MEM STOP | 101.66 | 0.5 | 36 | 697988121669 | 69798812166 | 101.66
BFV425 | 20 | BB2FS350- 34 | BB2FS350 | 3/4 | BUTTERBALL BUTTERFLY VALVE,175 WOG,FULL PORT,SS STEM & DISC,VITON SEAL,SOLDER,CALIBRATED MEM STOP | 140.4 | 0.66 | 36 | 697988121683 | 69798812168 | 140.4
BFV425 | 20 | BB2FS350- 100 | BB2FS350 | 1 | BUTTERBALL BUTTERFLY VALVE,175 WOG,FULL PORT,SS STEM & DISC,VITON SEAL,SOLDER,CALIBRATED MEM STOP | 162.78 | 0.925 | 12 | 697988121706 | 69798812170 | 162.78
BFV425 | 20 | BB2FS350- 114 | BB2FS350 | 1 1/4 | BUTTERBALL BUTTERFLY VALVE,175 WOG,FULL PORT,SS STEM & DISC,VITON SEAL,SOLDER,CALIBRATED MEM STOP | 248.15 | 1.56 | 1 | 697988121720 | 69798812172 | 248.15
BFV425 | 20 | BB2FS350- 112 | BB2FS350 | 1 1/2 | BUTTERBALL BUTTERFLY VALVE,175 WOG,FULL PORT,SS STEM & DISC,VITON SEAL,SOLDER,CALIBRATED MEM STOP | 306.25 | 1.88 | 12 | 697988121713 | 69798812171 | 306.25
BFV425 | 20 | BB2FS350- 200 | BB2FS350 | 2 | BUTTERBALL BUTTERFLY VALVE,175 WOG,FULL PORT,SS STEM & DISC,VITON SEAL,SOLDER,CALIBRATED MEM STOP | 370.84 | 3.4 | 1 | 697988121737 | 69798812173 | 370.84
BFV425 | 73 | CL223E D 2 | CL223E | 2 | LOW-LEAD CERTIFIED BUTTERFLY VALVE,LUG,LEVER,CI BODY,ALMN/BRNZ DISC,200 WOG,EPDM LINER,DDE,NSF-61 | 1116.36 | 9.56 | 1 | 697988603479 | 69798860347 | 1116.36
BFV425 | 73 | CL223E D 3 | CL223E | 3 | LOW-LEAD CERTIFIED BUTTERFLY VALVE,LUG,LEVER,CI BODY,ALMN/BRNZ DISC,200 WOG,EPDM LINER,DDE,NSF-61 | 1196.15 | 11.48 | 1 | 697988603486 | 69798860348 | 1196.15
BFV425 | 73 | CL223E D 4 | CL223E | 4 | LOW-LEAD CERTIFIED BUTTERFLY VALVE,LUG,LEVER,CI BODY,ALMN/BRNZ DISC,200 WOG,EPDM LINER,DDE,NSF-61 | 1585.04 | 17.85 | 1 | 697988603493 | 69798860349 | 1585.04
BFV425 | 73 | CL223E D 5 | CL223E | 5 | LOW-LEAD CERTIFIED BUTTERFLY VALVE,LUG,LEVER,CI BODY,ALMN/BRNZ DISC,200 WOG,EPDM LINER,DDE,NSF-61 | 2362.71 | 21.8 | 1 | 697988603509 | 69798860350 | 2362.71
BFV425 | 73 | CL223E D 6 | CL223E | 6 | LOW-LEAD CERTIFIED BUTTERFLY VALVE,LUG,LEVER,CI BODY,ALMN/BRNZ DISC,200 WOG,EPDM LINER,DDE,NSF-61 | 2562.03 | 26.12 | 1 | 697988603516 | 69798860351 | 2562.03
BFV425 | 73 | CL223E D 8 | CL223E | 8 | LOW-LEAD CERTIFIED BUTTERFLY VALVE,LUG,LEVER,CI BODY,ALMN/BRNZ DISC,200 WOG,EPDM LINER,DDE,NSF-61 | 3847.95 | 43.42 | 1 | 697988603530 | 69798860353 | 3847.95
BFV425 | 73 | CL223E D10 | CL223E | 10 | LOW-LEAD CERTIFIED BUTTERFLY VALVE,LUG,LEVER,CI BODY,ALMN/BRNZ DISC,200 WOG,EPDM LINER,DDE,NSF-61 | 5183.59 | 67.92 | 1 | 697988603547 | 69798860354 | 5183.59
BFV425 | 73 | CL223E D12 | CL223E | 12 | LOW-LEAD CERTIFIED BUTTERFLY VALVE,LUG,LEVER,CI BODY,ALMN/BRNZ DISC,200 WOG,EPDM LINER,DDE,NSF-61 | 7616.07 | 97.22 | 1 | 697988603554 | 69798860355 | 7616.07
BFV425 | 73 | CL223E D212 | CL223E | 2 1/2 | LOW-LEAD CERTIFIED BUTTERFLY VALVE,LUG,LEVER,CI BODY,ALMN/BRNZ DISC,200 WOG,EPDM LINER,DDE,NSF-61 | 1116.36 | 10.96 | 1 | 697988603578 | 69798860357 | 1116.36
BFV425 | 73 | CL323E D 2 | CL323E | 2 | LOW-LEAD CERTIFIED BUTTERFLY VALVE,LUG,GEAR,CI BODY,ALMN/BRNZ DISC,200 WOG,EPDM LINER,DDE,NSF-61 | 2253.02 | 17.46 | 1 | 697988603608 | 69798860360 | 2253.02
BFV425 | 73 | CL323E D 3 | CL323E | 3 | LOW-LEAD CERTIFIED BUTTERFLY VALVE,LUG,GEAR,CI BODY,ALMN/BRNZ DISC,200 WOG,EPDM LINER,DDE,NSF-61 | 2331.95 | 16.7 | 1 | 697988603615 | 69798860361 | 2331.95
BFV425 | 73 | CL323E D 4 | CL323E | 4 | LOW-LEAD CERTIFIED BUTTERFLY VALVE,LUG,GEAR,CI BODY,ALMN/BRNZ DISC,200 WOG,EPDM LINER,DDE,NSF-61 | 2750.89 | 25.64 | 1 | 697988603639 | 69798860363 | 2750.89
BFV425 | 73 | CL323E D 5 | CL323E | 5 | LOW-LEAD CERTIFIED BUTTERFLY VALVE,LUG,GEAR,CI BODY,ALMN/BRNZ DISC,200 WOG,EPDM LINER,DDE,NSF-61 | 3493.92 | 29.04 | 1 | 697988603646 | 69798860364 | 3493.92
BFV425 | 73 | CL323E D 6 | CL323E | 6 | LOW-LEAD CERTIFIED BUTTERFLY VALVE,LUG,GEAR,CI BODY,ALMN/BRNZ DISC,200 WOG,EPDM LINER,DDE,NSF-61 | 3718.42 | 33.16 | 1 | 697988603660 | 69798860366 | 3718.42
BFV425 | 73 | CL323E D 8 | CL323E | 8 | LOW-LEAD CERTIFIED BUTTERFLY VALVE,LUG,GEAR,CI BODY,ALMN/BRNZ DISC,200 WOG,EPDM LINER,DDE,NSF-61 | 5223.61 | 60.1 | 1 | 697988603677 | 69798860367 | 5223.61
BFV425 | 73 | CL323E D10 | CL323E | 10 | LOW-LEAD CERTIFIED BUTTERFLY VALVE,LUG,GEAR,CI BODY,ALMN/BRNZ DISC,200 WOG,EPDM LINER,DDE,NSF-61 | 6539.35 | 82.22 | 1 | 697988603691 | 69798860369 | 6539.35
BFV425 | 73 | CL323E D12 | CL323E | 12 | LOW-LEAD CERTIFIED BUTTERFLY VALVE,LUG,GEAR,CI BODY,ALMN/BRNZ DISC,200 WOG,EPDM LINER,DDE,NSF-61 | 8961.75 | 109.68 | 1 | 697988603714 | 69798860371 | 8961.75
BFV425 | 73 | CL323E C14 | CL323E | 14 | LOW-LEAD CERTIFIED BUTTERFLY VALVE,LUG,GEAR,CI BODY,ALMN/BRNZ DISC,200 WOG,EPDM LINER,NSF-61 | 13068.78 | 179 | 1 | 697988511880 | 69798851188 | 13068.78
BFV425 | 73 | CL323E C16 | CL323E | 16 | LOW-LEAD CERTIFIED BUTTERFLY VALVE,LUG,GEAR,CI BODY,ALMN/BRNZ DISC,200 WOG,EPDM LINER,NSF-61 | 19129.65 | 247 | 1 | 697988511897 | 69798851189 | 19129.65
BFV425 | 73 | CL323E C18 | CL323E | 18 | LOW-LEAD CERTIFIED BUTTERFLY VALVE,LUG,GEAR,CI BODY,ALMN/BRNZ DISC,200 WOG,EPDM LINER,NSF-61 | 23675.39 | 334 | 6 | 697988511903 | 69798851190 | 23675.39
BFV425 | 73 | CL323E C20 | CL323E | 20 | LOW-LEAD CERTIFIED BUTTERFLY VALVE,LUG,GEAR,CI BODY,ALMN/BRNZ DISC,200 WOG,EPDM LINER,NSF-61 | 30115.06 | 416 | 1 | 697988511910 | 69798851191 | 30115.06
BFV425 | 73 | CL323E C24 | CL323E | 24 | LOW-LEAD CERTIFIED BUTTERFLY VALVE,LUG,GEAR,CI BODY,ALMN/BRNZ DISC,200 WOG,EPDM LINER,NSF-61 | 53979.86 | 700 | 1 | 697988511927 | 69798851192 | 53979.86
BFV425 | 73 | CL323E D212 | CL323E | 2 1/2 | LOW-LEAD CERTIFIED BUTTERFLY VALVE,LUG,GEAR,CI BODY,ALMN/BRNZ DISC,200 WOG,EPDM LINER,DDE,NSF-61 | 2253.02 | 18.88 | 1 | 697988603738 | 69798860373 | 2253.02
BFV425 | 73 | CW223E C 2 | CW223E | 2 | BUTTERFLY VALVE,WAFER,LEVER HANDLE,CI BODY,ALMN/BRNZ DISC,200 WOG,EPDM LINER | 1066.6 | 8.56 | 1 | 697988397934 | 69798839793 | 1066.6
BFV425 | 73 | CW223E C 3 | CW223E | 3 | BUTTERFLY VALVE,WAFER,LEVER HANDLE,CI BODY,ALMN/BRNZ DISC,200 WOG,EPDM LINER | 1106.55 | 10.18 | 1 | 697988397958 | 69798839795 | 1106.55
BFV425 | 73 | CW223E C 4 | CW223E | 4 | BUTTERFLY VALVE,WAFER,LEVER HANDLE,CI BODY,ALMN/BRNZ DISC,200 WOG,EPDM LINER | 1385.72 | 13.3 | 1 | 697988397965 | 69798839796 | 1385.72
BFV425 | 73 | CW223E C 5 | CW223E | 5 | BUTTERFLY VALVE,WAFER,LEVER HANDLE,CI BODY,ALMN/BRNZ DISC,200 WOG,EPDM LINER | 2013.67 | 16.42 | 1 | 697988397972 | 69798839797 | 2013.67
BFV425 | 73 | CW223E C 6 | CW223E | 6 | BUTTERFLY VALVE,WAFER,LEVER HANDLE,CI BODY,ALMN/BRNZ DISC,200 WOG,EPDM LINER | 2382.4 | 19.94 | 1 | 697988397989 | 69798839798 | 2382.4
BFV425 | 73 | CW223E C 8 | CW223E | 8 | BUTTERFLY VALVE,WAFER,LEVER HANDLE,CI BODY,ALMN/BRNZ DISC,200 WOG,EPDM LINER | 3588.73 | 35.44 | 1 | 697988397996 | 69798839799 | 3588.73
BFV425 | 73 | CW223E C10 | CW223E | 10 | BUTTERFLY VALVE,WAFER,LEVER HANDLE,CI BODY,ALMN/BRNZ DISC,200 WOG,EPDM LINER | 4785.06 | 52.42 | 1 | 697988398009 | 69798839800 | 4785.06
BFV425 | 73 | CW223E C12 | CW223E | 12 | BUTTERFLY VALVE,WAFER,LEVER HANDLE,CI BODY,ALMN/BRNZ DISC,200 WOG,EPDM LINER | 7217.24 | 75.36 | 1 | 697988398016 | 69798839801 | 7217.24
BFV425 | 73 | CW223E C212 | CW223E | 2 1/2 | BUTTERFLY VALVE,WAFER,LEVER HANDLE,CI BODY,ALMN/BRNZ DISC,200 WOG,EPDM LINER | 1066.6 | 9.58 | 1 | 697988397941 | 69798839794 | 1066.6
BFV425 | 73 | CW323E C 2 | CW323E | 2 | BUTTERFLY VALVE,WAFER,GEAR OPERATOR,CI BODY,ALMN/BRNZ DISC,200 WOG,EPDM LINER | 2221.26 | 8.6 | 1 | 697988398115 | 69798839811 | 2221.26
BFV425 | 73 | CW323E C 3 | CW323E | 3 | BUTTERFLY VALVE,WAFER,GEAR OPERATOR,CI BODY,ALMN/BRNZ DISC,200 WOG,EPDM LINER | 2253.02 | 18.3 | 1 | 697988398139 | 69798839813 | 2253.02
BFV425 | 73 | CW323E C 4 | CW323E | 4 | BUTTERFLY VALVE,WAFER,GEAR OPERATOR,CI BODY,ALMN/BRNZ DISC,200 WOG,EPDM LINER | 2616.53 | 20.9 | 1 | 697988398146 | 69798839814 | 2616.53
BFV425 | 73 | CW323E C 5 | CW323E | 5 | BUTTERFLY VALVE,WAFER,GEAR OPERATOR,CI BODY,ALMN/BRNZ DISC,200 WOG,EPDM LINER | 3161.99 | 24.18 | 1 | 697988398153 | 69798839815 | 3161.99
BFV425 | 73 | CW323E C 6 | CW323E | 6 | BUTTERFLY VALVE,WAFER,GEAR OPERATOR,CI BODY,ALMN/BRNZ DISC,200 WOG,EPDM LINER | 3538.81 | 27.28 | 1 | 697988398160 | 69798839816 | 3538.81
BFV425 | 73 | CW323E C 8 | CW323E | 8 | BUTTERFLY VALVE,WAFER,GEAR OPERATOR,CI BODY,ALMN/BRNZ DISC,200 WOG,EPDM LINER | 4974.25 | 51.88 | 1 | 697988398177 | 69798839817 | 4974.25
BFV425 | 73 | CW323E C10 | CW323E | 10 | BUTTERFLY VALVE,WAFER,GEAR OPERATOR,CI BODY,ALMN/BRNZ DISC,200 WOG,EPDM LINER | 6140.63 | 67 | 1 | 697988398184 | 69798839818 | 6140.63
BFV425 | 73 | CW323E C12 | CW323E | 12 | BUTTERFLY VALVE,WAFER,GEAR OPERATOR,CI BODY,ALMN/BRNZ DISC,200 WOG,EPDM LINER | 8562.96 | 90.48 | 1 | 697988398191 | 69798839819 | 8562.96
BFV425 | 73 | CW323E C14 | CW323E | 14 | BUTTERFLY VALVE,WAFER,GEAR OPERATOR,CI BODY,ALMN/BRNZ DISC,150 WOG,EPDM LINER | 12974.03 | 157.18 | 1 | 697988549630 | 69798854963 | 12974.03
BFV425 | 73 | CW323E C16 | CW323E | 16 | BUTTERFLY VALVE,WAFER,GEAR OPERATOR,CI BODY,ALMN/BRNZ DISC,150 WOG,EPDM LINER | 19034.89 | 230 | 1 | 697988549661 | 69798854966 | 19034.89
BFV425 | 73 | CW323E C18 | CW323E | 18 | BUTTERFLY VALVE,WAFER,GEAR OPERATOR,CI BODY,ALMN/BRNZ DISC,150 WOG,EPDM LINER | 23580.68 | 300 | 1 | 697988549692 | 69798854969 | 23580.68
BFV425 | 73 | CW323E C20 | CW323E | 20 | BUTTERFLY VALVE,WAFER,GEAR OPERATOR,CI BODY,ALMN/BRNZ DISC,150 WOG,EPDM LINER | 29830.89 | 350 | 1 | 697988549722 | 69798854972 | 29830.89
BFV425 | 73 | CW323E C24 | CW323E | 24 | BUTTERFLY VALVE,WAFER,GEAR OPERATOR,CI BODY,ALMN/BRNZ DISC,150 WOG,EPDM LINER | 46309.06 | 640 | 1 | 697988549753 | 69798854975 | 46309.06
BFV425 | 73 | CW323E C212 | CW323E | 2 1/2 | BUTTERFLY VALVE,WAFER,GEAR OPERATOR,CI BODY,ALMN/BRNZ DISC,200 WOG,EPDM LINER | 2221.26 | 17.48 | 1 | 697988398122 | 69798839812 | 2221.26
BFV425 | 76 | HL132VS A16 | HL132VS | 16 | BUTTERFLY VALVE,LUG,BARE STEM,DI BODY,NICKEL PLTD DI DISC,200 WOG,VITON LINER,316 SS STEM | 24389.15 | 237 | 1 | 697988544086 | 69798854408 | 24389.15
BFV425 | 76 | HL133V A16 | HL133V | 16 | BUTTERFLY VALVE,LUG,BARE STEM,DI BODY,ALMN/BRNZ DISC,200 WOG,VITON LINER | 24110.13 | 237 | 1 | 697988670402 | 69798867040 | 24110.13
BFV425 | 76 | HL134B AWJ | HL134B | 12 | BUTTERFLY VALVE,LUG,BARE STEM,DI BODY,SS DISC,250 WOG,BUNA LINER | 11415.96 | 105 | 1 | 697988607385 | 69798860738 | 11415.96
BFV425 | 76 | HL134B A16 | HL134B | 16 | BUTTERFLY VALVE,LUG,BARE STEM,DI BODY,SS DISC,200 WOG,BUNA LINER | 16469.27 | 237 | 1 | 697988526112 | 69798852611 | 16469.27
BFV425 | 76 | HL134B A20 | HL134B | 20 | BUTTERFLY VALVE,LUG,BARE STEM,DI BODY,SS DISC,200 WOG,BUNA LINER | 29645.31 | 376 | 1 | 697988524408 | 69798852440 | 29645.31
BFV425 | 76 | HL134E-A A N | HL134EA | 4 | BUTTERFLY VALVE,LUG,BARE STEM,DI BODY,SS DISC,250 WOG,EPDM LINER,EPOXY COATED BODY | 2806.67 | 15.9 | 1 | 697988651890 | 69798865189 | 2806.67
BFV425 | 76 | HL134E-A A U | HL134EA | 8 | BUTTERFLY VALVE,LUG,BARE STEM,DI BODY,SS DISC,250 WOG,EPDM LINER,EPOXY COATED BODY | 6155.14 | 39.1 | 1 | 697988651906 | 69798865190 | 6155.14
BFV425 | 76 | HL134E-A A W | HL134EA | 10 | BUTTERFLY VALVE,LUG,BARE STEM,DI BODY,SS DISC,250 WOG,EPDM LINER,EPOXY COATED BODY | 9544.72 | 63.99 | 1 | 697988651913 | 69798865191 | 9544.72
BFV425 | 76 | HL134E-A AWJ | HL134EA | 12 | BUTTERFLY VALVE,LUG,BARE STEM,DI BODY,SS DISC,250 WOG,EPDM LINER,EPOXY COATED BODY | 12950.58 | 90 | 1 | 697988651920 | 69798865192 | 12950.58
BFV425 | 76 | HL134V-A A14 | HL134VA | 14 | BUTTERFLY VALVE,LUG,BARE STEM,DI BODY,SS DISC,200 WOG,VITON LINER,EPOXY COATED BODY | 21133.48 | 175 | 1 | 697988669147 | 69798866914 | 21133.48
BFV425 | 76 | HL232B A J | HL232B | 2 | BUTTERFLY VALVE,LUG,LEVER HANDLE,DI BODY,NICKEL PLTD DI DISC,250 WOG,BUNA LINER | 1189.91 | 8.852 | 1 | 697988626973 | 69798862697 | 1189.91
BFV425 | 76 | HL232B A K | HL232B | 2 1/2 | BUTTERFLY VALVE,LUG,LEVER HANDLE,DI BODY,NICKEL PLTD DI DISC,250 WOG,BUNA LINER | 1189.91 | 10.478 | 1 | 697988128897 | 69798812889 | 1189.91
BFV425 | 76 | HL232B A L | HL232B | 3 | BUTTERFLY VALVE,LUG,LEVER HANDLE,DI BODY,NICKEL PLTD DI DISC,250 WOG,BUNA LINER | 1337.74 | 11.18 | 1 | 697988128903 | 69798812890 | 1337.74
BFV425 | 76 | HL232B A N | HL232B | 4 | BUTTERFLY VALVE,LUG,LEVER HANDLE,DI BODY,NICKEL PLTD DI DISC,250 WOG,BUNA LINER | 1666.06 | 17.866 | 1 | 697988128910 | 69798812891 | 1666.06
BFV425 | 76 | HL232B A R | HL232B | 5 | BUTTERFLY VALVE,LUG,LEVER HANDLE,DI BODY,NICKEL PLTD DI DISC,250 WOG,BUNA LINER | 2240.51 | 21.174 | 1 | 697988128927 | 69798812892 | 2240.51
BFV425 | 76 | HL232B A S | HL232B | 6 | BUTTERFLY VALVE,LUG,LEVER HANDLE,DI BODY,NICKEL PLTD DI DISC,250 WOG,BUNA LINER | 2692.02 | 25.894 | 1 | 697988128934 | 69798812893 | 2692.02
BFV425 | 76 | HL232B A U | HL232B | 8 | BUTTERFLY VALVE,LUG,LEVER HANDLE,DI BODY,NICKEL PLTD DI DISC,250 WOG,BUNA LINER | 3570.16 | 41.198 | 1 | 697988128941 | 69798812894 | 3570.16
BFV425 | 76 | HL232B A W | HL232B | 10 | BUTTERFLY VALVE,LUG,LEVER HANDLE,DI BODY,NICKEL PLTD DI DISC,250 WOG,BUNA LINER | 4916.04 | 76 | 1 | 697988128958 | 69798812895 | 4916.04
BFV425 | 76 | HL232BS A L | HL232BS | 3 | BUTTERFLY VALVE,LUG,LEVER HANDLE,DI BODY,NICKEL PLTD DI DISC,250 WOG,BUNA LINER,316 SS STEM | 1510.12 | 13 | 1 | 697988348547 | 69798834854 | 1510.12
BFV425 | 76 | HL232BS A N | HL232BS | 4 | BUTTERFLY VALVE,LUG,LEVER HANDLE,DI BODY,NICKEL PLTD DI DISC,250 WOG,BUNA LINER,316 SS STEM | 1871.17 | 20 | 1 | 697988348554 | 69798834855 | 1871.17
BFV425 | 76 | HL232BS A S | HL232BS | 6 | BUTTERFLY VALVE,LUG,LEVER HANDLE,DI BODY,NICKEL PLTD DI DISC,250 WOG,BUNA LINER,316 SS STEM | 2971.08 | 28 | 1 | 697988348561 | 69798834856 | 2971.08
BFV425 | 76 | HL232E A J | HL232E | 2 | BUTTERFLY VALVE,LUG,LEVER HANDLE,DI BODY,NICKEL PLTD DI DISC,250 WOG,EPDM LINER | 1189.91 | 11 | 1 | 697988128965 | 69798812896 | 1189.91
BFV425 | 76 | HL232E A K | HL232E | 2 1/2 | BUTTERFLY VALVE,LUG,LEVER HANDLE,DI BODY,NICKEL PLTD DI DISC,250 WOG,EPDM LINER | 1189.91 | 11.55 | 1 | 697988128972 | 69798812897 | 1189.91
BFV425 | 76 | HL232E A L | HL232E | 3 | BUTTERFLY VALVE,LUG,LEVER HANDLE,DI BODY,NICKEL PLTD DI DISC,250 WOG,EPDM LINER | 1337.74 | 12.3 | 1 | 697988128989 | 69798812898 | 1337.74
BFV425 | 76 | HL232E A N | HL232E | 4 | BUTTERFLY VALVE,LUG,LEVER HANDLE,DI BODY,NICKEL PLTD DI DISC,250 WOG,EPDM LINER | 1666.06 | 17.84 | 1 | 697988128996 | 69798812899 | 1666.06
BFV425 | 76 | HL232E A R | HL232E | 5 | BUTTERFLY VALVE,LUG,LEVER HANDLE,DI BODY,NICKEL PLTD DI DISC,250 WOG,EPDM LINER | 2240.51 | 20.97 | 1 | 697988129009 | 69798812900 | 2240.51
BFV425 | 76 | HL232E A S | HL232E | 6 | BUTTERFLY VALVE,LUG,LEVER HANDLE,DI BODY,NICKEL PLTD DI DISC,250 WOG,EPDM LINER | 2692.02 | 26.3 | 1 | 697988129016 | 69798812901 | 2692.02
BFV425 | 76 | HL232E A U | HL232E | 8 | BUTTERFLY VALVE,LUG,LEVER HANDLE,DI BODY,NICKEL PLTD DI DISC,250 WOG,EPDM LINER | 3570.16 | 43.54 | 1 | 697988607996 | 69798860799 | 3570.16
BFV425 | 76 | HL232E-A A N | HL232EA | 4 | BUTTERFLY VALVE,LUG,LEVER HANDLE,DI BODY,NICKEL PLTD DI DISC,250 WOG,EPDM LINER,EPOXY COATED BODY | 2289.72 | 20 | 1 | 697988703803 | 69798870380 | 2289.72
BFV425 | 76 | HL232E-A A R | HL232EA | 5 | BUTTERFLY VALVE,LUG,LEVER HANDLE,DI BODY,NICKEL PLTD DI DISC,250 WOG,EPDM LINER,EPOXY COATED BODY | 3012 | 24 | 1 | 697988490260 | 69798849026 | 3012
BFV425 | 76 | HL232NB A N | HL232NB | 4 | BUTTERFLY VALVE,LUG,LEVER HANDLE,DI BODY,NICKEL PLTD DI DISC,250 WOG,BLACK NEOPRENE LINER | 2035.45 | 20 | 1 | 697988129023 | 69798812902 | 2035.45
BFV425 | 76 | HL232V A N | HL232V | 4 | BUTTERFLY VALVE,LUG,LEVER HANDLE,DI BODY,NICKEL PLTD DI DISC,250 WOG,VITON LINER | 2864.3 | 19.12 | 1 | 697988643895 | 69798864389 | 2864.3
BFV425 | 76 | HL233B A J | HL233B | 2 | BUTTERFLY VALVE,LUG,LEVER HANDLE,DI BODY,ALMN/BRNZ DISC,250 WOG,BUNA LINER | 1272 | 9.52 | 1 | 697988713598 | 69798871359 | 1272
BFV425 | 76 | HL233B A K | HL233B | 2 1/2 | BUTTERFLY VALVE,LUG,LEVER HANDLE,DI BODY,ALMN/BRNZ DISC,250 WOG,BUNA LINER | 1272 | 10.964 | 1 | 697988713581 | 69798871358 | 1272
BFV425 | 76 | HL233B A L | HL233B | 3 | BUTTERFLY VALVE,LUG,LEVER HANDLE,DI BODY,ALMN/BRNZ DISC,250 WOG,BUNA LINER | 1403.37 | 13 | 1 | 697988337213 | 69798833721 | 1403.37
BFV425 | 76 | HL233B A N | HL233B | 4 | BUTTERFLY VALVE,LUG,LEVER HANDLE,DI BODY,ALMN/BRNZ DISC,250 WOG,BUNA LINER | 1821.94 | 17.586 | 1 | 697988713604 | 69798871360 | 1821.94
BFV425 | 76 | HL233B A R | HL233B | 5 | BUTTERFLY VALVE,LUG,LEVER HANDLE,DI BODY,ALMN/BRNZ DISC,250 WOG,BUNA LINER | 2577.07 | 28 | 1 | 697988712478 | 69798871247 | 2577.07
BFV425 | 76 | HL233B A S | HL233B | 6 | BUTTERFLY VALVE,LUG,LEVER HANDLE,DI BODY,ALMN/BRNZ DISC,250 WOG,BUNA LINER | 2946.48 | 28 | 1 | 697988588868 | 69798858886 | 2946.48
BFV425 | 76 | HL233B A U | HL233B | 8 | BUTTERFLY VALVE,LUG,LEVER HANDLE,DI BODY,ALMN/BRNZ DISC,250 WOG,BUNA LINER | 4152.8 | 43.56 | 1 | 697988713611 | 69798871361 | 4152.8
BFV425 | 76 | HL233B A W | HL233B | 10 | BUTTERFLY VALVE,LUG,LEVER HANDLE,DI BODY,ALUMINUM/BRONZE DSC,250 WOG,BUNA LINER | 5449.48 | 76 | 1 | 697988713628 | 69798871362 | 5449.48
BFV425 | 76 | HL233E A J | HL233E | 2 | BUTTERFLY VALVE,LUG,LEVER HANDLE,DI BODY,ALMN/BRNZ DISC,250 WOG,EPDM LINER | 1272 | 9.92 | 1 | 697988638266 | 69798863826 | 1272
BFV425 | 76 | HL233E A K | HL233E | 2 1/2 | BUTTERFLY VALVE,LUG,LEVER HANDLE,DI BODY,ALMN/BRNZ DISC,250 WOG,EPDM LINER | 1272 | 11.36 | 1 | 697988586369 | 69798858636 | 1272
BFV425 | 76 | HL233E A L | HL233E | 3 | BUTTERFLY VALVE,LUG,LEVER HANDLE,DI BODY,ALMN/BRNZ DISC,250 WOG,EPDM LINER | 1403.37 | 11.412 | 1 | 697988129054 | 69798812905 | 1403.37
BFV425 | 76 | HL233E A N | HL233E | 4 | BUTTERFLY VALVE,LUG,LEVER HANDLE,DI BODY,ALMN/BRNZ DISC,250 WOG,EPDM LINER | 1821.94 | 17.92 | 1 | 697988129061 | 69798812906 | 1821.94
BFV425 | 76 | HL233E A R | HL233E | 5 | BUTTERFLY VALVE,LUG,LEVER HANDLE,DI BODY,ALMN/BRNZ DISC,250 WOG,EPDM LINER | 2577.07 | 24 | 1 | 697988587120 | 69798858712 | 2577.07
BFV425 | 76 | HL233E A S | HL233E | 6 | BUTTERFLY VALVE,LUG,LEVER HANDLE,DI BODY,ALMN/BRNZ DISC,250 WOG,EPDM LINER | 2946.48 | 25.78 | 1 | 697988129078 | 69798812907 | 2946.48
BFV425 | 76 | HL233E A U | HL233E | 8 | BUTTERFLY VALVE,LUG,LEVER HANDLE,DI BODY,ALMN/BRNZ DISC,250 WOG,EPDM LINER | 4152.8 | 42.84 | 1 | 697988709065 | 69798870906 | 4152.8
BFV425 | 76 | HL233E A W | HL233E | 10 | BUTTERFLY VALVE,LUG,LEVER HANDLE,DI BODY,ALUMINUM/BRONZE DSC,250 WOG,EPDM LINER | 5449.48 | 25.78 | 1 | 697988697270 | 69798869727 | 5449.48
BFV425 | 76 | HL233E-A A K | HL233EA | 2 1/2 | BUTTERFLY VALVE,LUG,LEVER HANDLE,DI BODY,ALUMINUM/BRONZE DSC,250 WOG,EPDM LINER,EPOXY CTD BODY | 1739.83 | 10.9 | 1 | 697988728806 | 69798872880 | 1739.83
BFV425 | 76 | HL233ES A L | HL233ES | 3 | BUTTERFLY VALVE,LUG,LEVER HANDLE,DI BODY,ALMN/BRNZ DISC,250 WOG,EPDM LINER,316 SS STEM | 1575.74 | 11.158 | 1 | 697988628366 | 69798862836 | 1575.74
BFV425 | 76 | HL233ES A N | HL233ES | 4 | BUTTERFLY VALVE,LUG,LEVER HANDLE,DI BODY,ALMN/BRNZ DISC,250 WOG,EPDM LINER,316 SS STEM | 2316.63 | 18.35 | 1 | 697988770195 | 69798877019 | 2316.63
BFV425 | 76 | HL233NB A R | HL233NB | 5 | BUTTERFLY VALVE,LUG,LEVER HANDLE,DI BODY,ALMN/BRNZ DISC,250 WOG,BLACK NEOPRENE LINER | 3069.47 | 21.126 | 1 | 697988631779 | 69798863177 | 3069.47
BFV425 | 76 | HL233V A K | HL233V | 2 1/2 | BUTTERFLY VALVE,LUG,LEVER HANDLE,DI BODY,ALMN/BRNZ DISC,250 WOG,VITON LINER | 2264.96 | 11.26 | 1 | 697988702998 | 69798870299 | 2264.96
BFV425 | 76 | HL233V A L | HL233V | 3 | BUTTERFLY VALVE,LUG,LEVER HANDLE,DI BODY,ALMN/BRNZ DISC,250 WOG,VITON LINER | 2396.35 | 11.068 | 1 | 697988700925 | 69798870092 | 2396.35
BFV425 | 76 | HL233V A N | HL233V | 4 | BUTTERFLY VALVE,LUG,LEVER HANDLE,DI BODY,ALMN/BRNZ DISC,250 WOG,VITON LINER | 3020.2 | 17.182 | 1 | 697988700932 | 69798870093 | 3020.2
BFV425 | 76 | HL233V A S | HL233V | 6 | BUTTERFLY VALVE,LUG,LEVER HANDLE,DI BODY,ALMN/BRNZ DISC,250 WOG,VITON LINER | 4735.57 | 25.78 | 1 | 697988700949 | 69798870094 | 4735.57
BFV425 | 76 | HL234B A K | HL234B | 2 1/2 | BUTTERFLY VALVE,LUG,LEVER HANDLE,DI BODY,SS DISC,250 WOG,BUNA LINER | 1575.74 | 12.5 | 1 | 697988592698 | 69798859269 | 1575.74
BFV425 | 76 | HL234B A L | HL234B | 3 | BUTTERFLY VALVE,LUG,LEVER HANDLE,DI BODY,SS DISC,250 WOG,BUNA LINER | 1912.27 | 11.68 | 1 | 697988129085 | 69798812908 | 1912.27
BFV425 | 76 | HL234B A N | HL234B | 4 | BUTTERFLY VALVE,LUG,LEVER HANDLE,DI BODY,SS DISC,250 WOG,BUNA LINER | 2404.6 | 20 | 1 | 697988592704 | 69798859270 | 2404.6
BFV425 | 76 | HL234B A S | HL234B | 6 | BUTTERFLY VALVE,LUG,LEVER HANDLE,DI BODY,SS DISC,250 WOG,BUNA LINER | 3652.15 | 28 | 1 | 697988592711 | 69798859271 | 3652.15
BFV425 | 76 | HL234B-A A N | HL234BA | 4 | BUTTERFLY VALVE,LUG,LEVER HANDLE,DI BODY,SS DISC,250 WOG,BUNA LINER,EPOXY COATED BODY | 3028.2 | 17.9 | 1 | 697988764392 | 69798876439 | 3028.2
BFV425 | 76 | HL234B-A A S | HL234BA | 6 | BUTTERFLY VALVE,LUG,LEVER HANDLE,DI BODY,SS DISC,250 WOG,BUNA LINER,EPOXY COATED BODY | 4481.06 | 0 | 1 | 697988764408 | 69798876440 | 4481.06
BFV425 | 76 | HL234E A J | HL234E | 2 | BUTTERFLY VALVE,LUG,LEVER HANDLE,DI BODY,SS DISC,250 WOG,EPDM LINER | 1575.74 | 11 | 1 | 697988129092 | 69798812909 | 1575.74
BFV425 | 76 | HL234E A K | HL234E | 2 1/2 | BUTTERFLY VALVE,LUG,LEVER HANDLE,DI BODY,SS DISC,250 WOG,EPDM LINER | 1575.74 | 11.5 | 1 | 697988129108 | 69798812910 | 1575.74
BFV425 | 76 | HL234E A L | HL234E | 3 | BUTTERFLY VALVE,LUG,LEVER HANDLE,DI BODY,SS DISC,250 WOG,EPDM LINER | 1912.27 | 11.7 | 1 | 697988129115 | 69798812911 | 1912.27
BFV425 | 76 | HL234E A N | HL234E | 4 | BUTTERFLY VALVE,LUG,LEVER HANDLE,DI BODY,SS DISC,250 WOG,EPDM LINER | 2404.6 | 18.46 | 1 | 697988129122 | 69798812912 | 2404.6
BFV425 | 76 | HL234E A R | HL234E | 5 | BUTTERFLY VALVE,LUG,LEVER HANDLE,DI BODY,SS DISC,250 WOG,EPDM LINER | 3250.01 | 21.53 | 1 | 697988335219 | 69798833521 | 3250.01
BFV425 | 76 | HL234E A S | HL234E | 6 | BUTTERFLY VALVE,LUG,LEVER HANDLE,DI BODY,SS DISC,250 WOG,EPDM LINER | 3652.15 | 28 | 1 | 697988129139 | 69798812913 | 3652.15
BFV425 | 76 | HL234E A U | HL234E | 8 | BUTTERFLY VALVE,LUG,LEVER HANDLE,DI BODY,SS DISC,250 WOG,EPDM LINER | 5523.33 | 44 | 1 | 697988335226 | 69798833522 | 5523.33
BFV425 | 76 | HL234E A W | HL234E | 10 | BUTTERFLY VALVE,LUG,LEVER HANDLE,DI BODY,SS DISC,250 WOG,EPDM LINER | 8732.29 | 76 | 1 | 697988335233 | 69798833523 | 8732.29
BFV425 | 76 | HL234E AWJ | HL234E | 12 | BUTTERFLY VALVE,LUG,LEVER HANDLE,DI BODY,SS DISC,250 WOG,EPDM LINER | 11727.78 | 111 | 1 | 697988335240 | 69798833524 | 11727.78
BFV425 | 76 | HL234NB A U | HL234NB | 8 | BUTTERFLY VALVE,LUG,LEVER HANDLE,DI BODY,SS DISC,250 WOG,BLACK NEOPRENE LINER | 6557.42 | 0 | 1 | 697988746596 | 69798874659 | 6557.42
BFV425 | 76 | HL234T A K | HL234T | 2 1/2 | BUTTERFLY VALVE,LUG,LEVER HANDLE,DI BODY,SS DISC,250 WOG,TEFLON LINER | 4686.29 | 12.5 | 1 | 697988572447 | 69798857244 | 4686.29
BFV425 | 76 | HL234T A L | HL234T | 3 | BUTTERFLY VALVE,LUG,LEVER HANDLE,DI BODY,SS DISC,250 WOG,TEFLON LINER | 5121.18 | 13 | 1 | 697988572416 | 69798857241 | 5121.18
BFV425 | 76 | HL234T A N | HL234T | 4 | BUTTERFLY VALVE,LUG,LEVER HANDLE,DI BODY,SS DISC,250 WOG,TEFLON LINER | 6114.11 | 20 | 1 | 697988572423 | 69798857242 | 6114.11
BFV425 | 76 | HL234T A S | HL234T | 6 | BUTTERFLY VALVE,LUG,LEVER HANDLE,DI BODY,SS DISC,250 WOG,TEFLON LINER | 8584.53 | 28 | 1 | 697988572454 | 69798857245 | 8584.53
BFV425 | 76 | HL234V A J | HL234V | 2 | BUTTERFLY VALVE,LUG,LEVER HANDLE,DI BODY,SS DISC,250 WOG,VITON LINER | 2568.73 | 8.858 | 1 | 697988626980 | 69798862698 | 2568.73
BFV425 | 76 | HL234V A K | HL234V | 2 1/2 | BUTTERFLY VALVE,LUG,LEVER HANDLE,DI BODY,SS DISC,250 WOG,VITON LINER | 2568.73 | 10.88 | 1 | 697988129146 | 69798812914 | 2568.73
BFV425 | 76 | HL234V A L | HL234V | 3 | BUTTERFLY VALVE,LUG,LEVER HANDLE,DI BODY,SS DISC,250 WOG,VITON LINER | 2905.27 | 11.172 | 1 | 697988129153 | 69798812915 | 2905.27
BFV425 | 76 | HL234V A N | HL234V | 4 | BUTTERFLY VALVE,LUG,LEVER HANDLE,DI BODY,SS DISC,250 WOG,VITON LINER | 3602.77 | 18.31 | 1 | 697988129160 | 69798812916 | 3602.77
BFV425 | 76 | HL234V A R | HL234V | 5 | BUTTERFLY VALVE,LUG,LEVER HANDLE,DI BODY,SS DISC,250 WOG,VITON LINER | 4998.15 | 21.848 | 1 | 697988129177 | 69798812917 | 4998.15
BFV425 | 76 | HL234V A S | HL234V | 6 | BUTTERFLY VALVE,LUG,LEVER HANDLE,DI BODY,SS DISC,250 WOG,VITON LINER | 5441.29 | 26.436 | 1 | 697988129184 | 69798812918 | 5441.29
BFV425 | 76 | HL234V A U | HL234V | 8 | BUTTERFLY VALVE,LUG,LEVER HANDLE,DI BODY,SS DISC,250 WOG,VITON LINER | 8650.23 | 42.752 | 1 | 697988626997 | 69798862699 | 8650.23
BFV425 | 76 | HL234V-A A L | HL234VA | 3 | BUTTERFLY VALVE,LUG,LEVER HANDLE,DI BODY,SS DISC,250 WOG,VITON LINER,EPOXY COATED BODY | 3487.95 | 11.5 | 1 | 697988528314 | 69798852831 | 3487.95
BFV425 | 76 | HL234V-A A N | HL234VA | 4 | BUTTERFLY VALVE,LUG,LEVER HANDLE,DI BODY,SS DISC,250 WOG,VITON LINER,EPOXY COATED BODY | 4226.42 | 17.56 | 1 | 697988524484 | 69798852448 | 4226.42
BFV425 | 76 | HL234V-A A S | HL234VA | 6 | BUTTERFLY VALVE,LUG,LEVER HANDLE,DI BODY,SS DISC,250 WOG,VITON LINER,EPOXY COATED BODY | 6270.15 | 26.7 | 1 | 697988524491 | 69798852449 | 6270.15
BFV425 | 76 | HL237E A N | HL237E | 4 | BUTTERFLY VALVE,LUG,LEVER,DI BODY,NYLON COATED DI DISC,200 WOG,EPDM LINER,250 TEST | 2010.8 | 0 | 1 | 697988741256 | 69798874125 | 2010.8
BFV425 | 76 | HL332B A L | HL332B | 3 | BUTTERFLY VALVE,LUG,GEAR OPERATOR,DI BODY,NICKEL PLTD DI DISC,250 WOG,BUNA LINER | 2338.83 | 15.75 | 1 | 697988504615 | 69798850461 | 2338.83
BFV425 | 76 | HL332B A S | HL332B | 6 | BUTTERFLY VALVE,LUG,GEAR OPERATOR,DI BODY,NICKEL PLTD DI DISC,250 WOG,BUNA LINER | 3701.45 | 32.432 | 1 | 697988627550 | 69798862755 | 3701.45
BFV425 | 76 | HL332B A U | HL332B | 8 | BUTTERFLY VALVE,LUG,GEAR OPERATOR,DI BODY,NICKEL PLTD DI DISC,250 WOG,BUNA LINER | 4768.4 | 56.67 | 1 | 697988627567 | 69798862756 | 4768.4
BFV425 | 76 | HL332B A W | HL332B | 10 | BUTTERFLY VALVE,LUG,GEAR OPERATOR,DI BODY,NICKEL PLTD DI DISC,250 WOG,BUNA LINER | 6097.83 | 78 | 1 | 697988129450 | 69798812945 | 6097.83
BFV425 | 76 | HL332E A S | HL332E | 6 | BUTTERFLY VALVE,LUG,GEAR OPERATOR,DI BODY,NICKEL PLTD DI DISC,250 WOG,EPDM LINER | 3701.45 | 29.65 | 1 | 697988129467 | 69798812946 | 3701.45
BFV425 | 76 | HL332E A U | HL332E | 8 | BUTTERFLY VALVE,LUG,GEAR OPERATOR,DI BODY,NICKEL PLTD DI DISC,250 WOG,EPDM LINER | 4768.4 | 46 | 1 | 697988129474 | 69798812947 | 4768.4
BFV425 | 76 | HL332E A W | HL332E | 10 | BUTTERFLY VALVE,LUG,GEAR OPERATOR,DI BODY,NICKEL PLTD DI DISC,250 WOG,EPDM LINER | 6097.83 | 83.06 | 1 | 697988129481 | 69798812948 | 6097.83
BFV425 | 76 | HL332E AWJ | HL332E | 12 | BUTTERFLY VALVE,LUG,GEAR OPERATOR,DI BODY,NICKEL PLTD DI DISC,250 WOG,EPDM LINER | 7583.23 | 113 | 1 | 697988129498 | 69798812949 | 7583.23
BFV425 | 76 | HL332E A14 | HL332E | 14 | BUTTERFLY VALVE,LUG,GEAR OPERATOR,DI BODY,NICKEL PLTD DI DISC,200 WOG,EPDM LINER | 9588.36 | 190 | 1 | 697988378872 | 69798837887 | 9588.36
BFV425 | 76 | HL332E A16 | HL332E | 16 | BUTTERFLY VALVE,LUG,GEAR OPERATOR,DI BODY,NICKEL PLTD DI DISC,200 WOG,EPDM LINER | 13982.26 | 252 | 1 | 697988378889 | 69798837888 | 13982.26
BFV425 | 76 | HL332E A18 | HL332E | 18 | BUTTERFLY VALVE,LUG,GEAR OPERATOR,DI BODY,NICKEL PLTD DI DISC,200 WOG,EPDM LINER | 17217.75 | 325 | 1 | 697988378858 | 69798837885 | 17217.75
BFV425 | 76 | HL332E A20 | HL332E | 20 | BUTTERFLY VALVE,LUG,GEAR OPERATOR,DI BODY,NICKEL PLTD DI DISC,200 WOG,EPDM LINER | 21505.7 | 416 | 1 | 697988378896 | 69798837889 | 21505.7
BFV425 | 76 | HL332E A24 | HL332E | 24 | BUTTERFLY VALVE,LUG,GEAR OPERATOR,DI BODY,NICKEL PLTD DI DISC,200 WOG,EPDM LINER | 37213.06 | 650 | 1 | 697988378902 | 69798837890 | 37213.06
BFV425 | 76 | HL332VS AWJ | HL332VS | 12 | BUTTERFLY VALVE,LUG,GEAR OPERATOR,DI BODY,NICKEL PLTD DI DISC,250 WOG,VITON LINER,316 SS STEM | 13295.37 | 113 | 1 | 697988544079 | 69798854407 | 13295.37
BFV425 | 76 | HL333B A N | HL333B | 4 | BUTTERFLY VALVE,LUG,GEAR OPERATOR,DI BODY,ALMN/BRNZ DISC,250 WOG,BUNA LINER | 2839.57 | 0 | 1 | 697988734388 | 69798873438 | 2839.57
BFV425 | 76 | HL333B A S | HL333B | 6 | BUTTERFLY VALVE,LUG,GEAR OPERATOR,DI BODY,ALMN/BRNZ DISC,250 WOG,BUNA LINER | 3947.72 | 0 | 1 | 697988766501 | 69798876650 | 3947.72
BFV425 | 76 | HL333B A U | HL333B | 8 | BUTTERFLY VALVE,LUG,GEAR OPERATOR,DI BODY,ALMN/BRNZ DISC,250 WOG,BUNA LINER | 5359.29 | 46 | 1 | 697988716001 | 69798871600 | 5359.29
BFV425 | 76 | HL333B A W | HL333B | 10 | BUTTERFLY VALVE,LUG,GEAR OPERATOR,DI BODY,ALMN/BRNZ DISC,250 WOG,BUNA LINER | 6631.25 | 78.58 | 1 | 697988694354 | 69798869435 | 6631.25
BFV425 | 76 | HL333B A14 | HL333B | 14 | BUTTERFLY VALVE,LUG,GEAR OPERATOR,DI BODY,ALMN/BRNZ DISC,200 WOG,BUNA LINER | 11568.47 | 190 | 1 | 697988327245 | 69798832724 | 11568.47
BFV425 | 76 | HL333B A16 | HL333B | 16 | BUTTERFLY VALVE,LUG,GEAR OPERATOR,DI BODY,ALMN/BRNZ DISC,200 WOG,BUNA LINER | 16656.56 | 235 | 1 | 697988327115 | 69798832711 | 16656.56
BFV425 | 76 | HL333B A18 | HL333B | 18 | BUTTERFLY VALVE,LUG,GEAR OPERATOR,DI BODY,ALMN/BRNZ DISC,200 WOG,BUNA LINER | 20757.5 | 307 | 1 | 697988327122 | 69798832712 | 20757.5
BFV425 | 76 | HL333B A20 | HL333B | 20 | BUTTERFLY VALVE,LUG,GEAR OPERATOR,DI BODY,ALMN/BRNZ DISC,200 WOG,BUNA LINER | 26051.16 | 416 | 1 | 697988327139 | 69798832713 | 26051.16
BFV425 | 76 | HL333B A24 | HL333B | 24 | BUTTERFLY VALVE,LUG,GEAR OPERATOR,DI BODY,ALMN/BRNZ DISC,200 WOG,BUNA LINER | 46179.25 | 583 | 1 | 697988327146 | 69798832714 | 46179.25
BFV425 | 76 | HL333BS A S | HL333BS | 6 | BUTTERFLY VALVE,LUG,GEAR OPERATOR,DI BODY,ALMN/BRNZ DISC,250 WOG,BUNA LINER,316 SS STEM | 4226.79 | 32.69 | 1 | 697988646186 | 69798864618 | 4226.79
BFV425 | 76 | HL333BS A U | HL333BS | 8 | BUTTERFLY VALVE,LUG,GEAR OPERATOR,DI BODY,ALMN/BRNZ DISC,250 WOG,BUNA LINER,316 SS STEM | 5753.23 | 48.5 | 1 | 697988646162 | 69798864616 | 5753.23
BFV425 | 76 | HL333E A J | HL333E | 2 | BUTTERFLY VALVE,LUG,GEAR,DI BODY,ALMN/BRNZ DISC,200 WOG,EPDM LINER | 2273.21 | 18 | 1 | 697988763708 | 69798876370 | 2273.21
BFV425 | 76 | HL333E A K | HL333E | 2 1/2 | BUTTERFLY VALVE,LUG,GEAR OPERATOR,DI BODY,ALMN/BRNZ DISC,250 WOG,EPDM LINER | 2273.21 | 14.5 | 1 | 697988129504 | 69798812950 | 2273.21
BFV425 | 76 | HL333E A L | HL333E | 3 | BUTTERFLY VALVE,LUG,GEAR OPERATOR,DI BODY,ALMN/BRNZ DISC,250 WOG,EPDM LINER | 2404.62 | 15 | 1 | 697988585218 | 69798858521 | 2404.62
BFV425 | 76 | HL333E A N | HL333E | 4 | BUTTERFLY VALVE,LUG,GEAR OPERATOR,DI BODY,ALMN/BRNZ DISC,250 WOG,EPDM LINER | 2839.57 | 25.36 | 1 | 697988646315 | 69798864631 | 2839.57
BFV425 | 76 | HL333E A R | HL333E | 5 | BUTTERFLY VALVE,LUG,GEAR OPERATOR,DI BODY,ALMN/BRNZ DISC,250 WOG,EPDM LINER | 3594.66 | 29.12 | 1 | 697988758308 | 69798875830 | 3594.66
BFV425 | 76 | HL333E A S | HL333E | 6 | BUTTERFLY VALVE,LUG,GEAR OPERATOR,DI BODY,ALMN/BRNZ DISC,250 WOG,EPDM LINER | 3947.7 | 30 | 1 | 697988594104 | 69798859410 | 3947.7
BFV425 | 76 | HL333E A U | HL333E | 8 | BUTTERFLY VALVE,LUG,GEAR OPERATOR,DI BODY,ALMN/BRNZ DISC,250 WOG,EPDM LINER | 5359.29 | 55.954 | 1 | 697988129511 | 69798812951 | 5359.29
BFV425 | 76 | HL333E A W | HL333E | 10 | BUTTERFLY VALVE,LUG,GEAR OPERATOR,DI BODY,ALMN/BRNZ DISC,250 WOG,EPDM LINER | 6631.25 | 78.58 | 1 | 697988129528 | 69798812952 | 6631.25
BFV425 | 76 | HL333E AWJ | HL333E | 12 | BUTTERFLY VALVE,LUG,GEAR OPERATOR,DI BODY,ALMN/BRNZ DISC,250 WOG,EPDM LINER | 9068.74 | 107.364 | 1 | 697988397736 | 69798839773 | 9068.74
BFV425 | 76 | HL333E A14 | HL333E | 14 | BUTTERFLY VALVE,LUG,GEAR OPERATOR,DI BODY,ALMN/BRNZ DISC,200 WOG,EPDM LINER | 11568.47 | 171 | 1 | 697988397743 | 69798839774 | 11568.47
BFV425 | 76 | HL333E A16 | HL333E | 16 | BUTTERFLY VALVE,LUG,GEAR OPERATOR,DI BODY,ALMN/BRNZ DISC,200 WOG,EPDM LINER | 16656.56 | 252 | 1 | 697988397750 | 69798839775 | 16656.56
BFV425 | 76 | HL333E A18 | HL333E | 18 | BUTTERFLY VALVE,LUG,GEAR OPERATOR,DI BODY,ALMN/BRNZ DISC,200 WOG,EPDM LINER | 20757.5 | 325 | 1 | 697988397767 | 69798839776 | 20757.5
BFV425 | 76 | HL333E A20 | HL333E | 20 | BUTTERFLY VALVE,LUG,GEAR OPERATOR,DI BODY,ALMN/BRNZ DISC,200 WOG,EPDM LINER | 26051.16 | 420 | 1 | 697988397774 | 69798839777 | 26051.16
BFV425 | 76 | HL333E A24 | HL333E | 24 | BUTTERFLY VALVE,LUG,GEAR OPERATOR,DI BODY,ALMN/BRNZ DISC,200 WOG,EPDM LINER | 46179.25 | 650 | 1 | 697988397781 | 69798839778 | 46179.25
BFV425 | 76 | HL333ES A S | HL333ES | 6 | BUTTERFLY VALVE,LUG,GEAR OPERATOR,DI BODY,ALMN/BRNZ DISC,316 SS STEM,250 WOG,EPDM LINER | 4226.81 | 31.8 | 1 | 697988726710 | 69798872671 | 4226.81
BFV425 | 76 | HL333ES A U | HL333ES | 8 | BUTTERFLY VALVE,LUG,GEAR OPERATOR,DI BODY,ALMN/BRNZ DISC,316 SS STEM,250 WOG,EPDM LINER | 5753.27 | 48.9 | 1 | 697988726727 | 69798872672 | 5753.27
BFV425 | 76 | HL333ES A W | HL333ES | 10 | BUTTERFLY VALVE,LUG,GEAR OPERATOR,DI BODY,ALMN/BRNZ DISC,250 WOG,EPDM LINER,316 SS STEM | 7386.33 | 78.58 | 1 | 697988641730 | 69798864173 | 7386.33
BFV425 | 76 | HL333ES AWJ | HL333ES | 12 | BUTTERFLY VALVE,LUG,GEAR OPERATOR,DI BODY,ALMN/BRNZ DISC,316 SS STEM,250 WOG,EPDM LINER | 10250.46 | 106 | 1 | 697988726734 | 69798872673 | 10250.46
BFV425 | 76 | HL333NB A N | HL333NB | 4 | BUTTERFLY VALVE,LUG,GEAR OPERATOR,DI BODY,ALMN/BRNZ DISC,250 WOG,BLACK NEOPRENE LINER | 3208.96 | 22 | 1 | 697988129535 | 69798812953 | 3208.96
BFV425 | 76 | HL333V A S | HL333V | 6 | BUTTERFLY VALVE,LUG,GEAR OPERATOR,DI BODY,ALMN/BRNZ DISC,250 WOG,VITON LINER | 5736.84 | 30 | 1 | 697988702851 | 69798870285 | 5736.84
BFV425 | 76 | HL333V A U | HL333V | 8 | BUTTERFLY VALVE,LUG,GEAR OPERATOR,DI BODY,ALMN/BRNZ DISC,250 WOG,VITON LINER | 8486.22 | 58.74 | 1 | 697988700956 | 69798870095 | 8486.22
BFV425 | 76 | HL333V A16 | HL333V | 16 | BUTTERFLY VALVE,LUG,GEAR OPERATOR,DI BODY,ALMN/BRNZ DISC,200 WOG,VITON LINER | 26784.47 | 252 | 1 | 697988715844 | 69798871584 | 26784.47
BFV425 | 76 | HL334B A J | HL334B | 2 | BUTTERFLY VALVE,LUG,GEAR OPERATOR,DI BODY,SS DISC,250 WOG,BUNA LINER | 2945 | 0 | 1 | 697988771796 | 69798877179 | 2945
BFV425 | 76 | HL334B A K | HL334B | 2 1/2 | BUTTERFLY VALVE,LUG,GEAR OPERATOR,DI BODY,SS DISC,250 WOG,BUNA LINER | 2576.896 | 0 | 1 | 697988772618 | 69798877261 | 3607.654
BFV425 | 76 | HL334B A L | HL334B | 3 | BUTTERFLY VALVE,LUG,GEAR OPERATOR,DI BODY,SS DISC,250 WOG,BUNA LINER | 2905.28 | 15 | 1 | 697988374768 | 69798837476 | 2905.28
BFV425 | 76 | HL334B A N | HL334B | 4 | BUTTERFLY VALVE,LUG,GEAR OPERATOR,DI BODY,SS DISC,250 WOG,BUNA LINER | 3422.37 | 22 | 1 | 697988374775 | 69798837477 | 3422.37
BFV425 | 76 | HL334B A S | HL334B | 6 | BUTTERFLY VALVE,LUG,GEAR OPERATOR,DI BODY,SS DISC,250 WOG,BUNA LINER | 4661.72 | 30 | 1 | 697988374782 | 69798837478 | 4661.72
BFV425 | 76 | HL334B A U | HL334B | 8 | BUTTERFLY VALVE,LUG,GEAR OPERATOR,DI BODY,SS DISC,250 WOG,BUNA LINER | 6713.33 | 46 | 1 | 697988592728 | 69798859272 | 6713.33
BFV425 | 76 | HL334B A W | HL334B | 10 | BUTTERFLY VALVE,LUG,GEAR OPERATOR,DI BODY,SS DISC,250 WOG,BUNA LINER | 9905.79 | 78 | 1 | 697988592735 | 69798859273 | 9905.79
BFV425 | 76 | HL334B AWJ | HL334B | 12 | BUTTERFLY VALVE,LUG,GEAR OPERATOR,DI BODY,SS DISC,250 WOG,BUNA LINER | 12901.34 | 113 | 1 | 697988592742 | 69798859274 | 12901.34
BFV425 | 76 | HL334B A14 | HL334B | 14 | BUTTERFLY VALVE,LUG,GEAR OPERATOR,DI BODY,SS DISC,200 WOG,BUNA LINER | 13556.78 | 179 | 1 | 697988512702 | 69798851270 | 13556.78
BFV425 | 76 | HL334B A16 | HL334B | 16 | BUTTERFLY VALVE,LUG,GEAR OPERATOR,DI BODY,SS DISC,200 WOG,BUNA LINER | 19143.7 | 252 | 1 | 697988512719 | 69798851271 | 19143.7
BFV425 | 76 | HL334B A18 | HL334B | 18 | BUTTERFLY VALVE,LUG,GEAR OPERATOR,DI BODY,SS DISC,200 WOG,BUNA LINER | 24647.92 | 325 | 1 | 697988512726 | 69798851272 | 24647.92
BFV425 | 76 | HL334B A20 | HL334B | 20 | BUTTERFLY VALVE,LUG,GEAR OPERATOR,DI BODY,SS DISC,200 WOG,BUNA LINER | 34682.02 | 416 | 1 | 697988512733 | 69798851273 | 34682.02
BFV425 | 76 | HL334B A24 | HL334B | 24 | BUTTERFLY VALVE,LUG,GEAR OPERATOR,DI BODY,SS DISC,200 WOG,BUNA LINER | 52736.09 | 650 | 1 | 697988512740 | 69798851274 | 52736.09
BFV425 | 76 | HL334B-A A20 | HL334BA | 20 | BUTTERFLY VALVE,LUG,GEAR OPERATOR,DI BODY,SS DISC,200 WOG,BUNA LINER,EPOXY COATED | 41764.29 | 420 | 1 | 697988768109 | 69798876810 | 41764.29
BFV425 | 76 | HL334E A J | HL334E | 2 | BUTTERFLY VALVE,LUG,GEAR OPERATOR,DI BODY,SS DISC,250 WOG,EPDM LINER | 2576.88 | 12 | 1 | 697988494824 | 69798849482 | 2576.88
BFV425 | 76 | HL334E A K | HL334E | 2 1/2 | BUTTERFLY VALVE,LUG,GEAR OPERATOR,DI BODY,SS DISC,250 WOG,EPDM LINER | 2576.88 | 14.5 | 1 | 697988494725 | 69798849472 | 2576.88
BFV425 | 76 | HL334E A L | HL334E | 3 | BUTTERFLY VALVE,LUG,GEAR OPERATOR,DI BODY,SS DISC,250 WOG,EPDM LINER | 2905.28 | 15 | 1 | 697988494831 | 69798849483 | 2905.28
BFV425 | 76 | HL334E A N | HL334E | 4 | BUTTERFLY VALVE,LUG,GEAR OPERATOR,DI BODY,SS DISC,250 WOG,EPDM LINER | 3422.37 | 22 | 1 | 697988129542 | 69798812954 | 3422.37
BFV425 | 76 | HL334E A R | HL334E | 5 | BUTTERFLY VALVE,LUG,GEAR OPERATOR,DI BODY,SS DISC,250 WOG,EPDM LINER | 4267.74 | 25 | 1 | 697988129559 | 69798812955 | 4267.74
BFV425 | 76 | HL334E A S | HL334E | 6 | BUTTERFLY VALVE,LUG,GEAR OPERATOR,DI BODY,SS DISC,250 WOG,EPDM LINER | 4661.72 | 29.35 | 1 | 697988129566 | 69798812956 | 4661.72
BFV425 | 76 | HL334E A U | HL334E | 8 | BUTTERFLY VALVE,LUG,GEAR OPERATOR,DI BODY,SS DISC,250 WOG,EPDM LINER | 6713.33 | 47.21 | 1 | 697988129573 | 69798812957 | 6713.33
BFV425 | 76 | HL334E A W | HL334E | 10 | BUTTERFLY VALVE,LUG,GEAR OPERATOR,DI BODY,SS DISC,250 WOG,EPDM LINER | 9905.79 | 77.29 | 1 | 697988129580 | 69798812958 | 9905.79
BFV425 | 76 | HL334E AWJ | HL334E | 12 | BUTTERFLY VALVE,LUG,GEAR OPERATOR,DI BODY,SS DISC,250 WOG,EPDM LINER | 12901.34 | 113 | 1 | 697988129597 | 69798812959 | 12901.34
BFV425 | 76 | HL334E A14 | HL334E | 14 | BUTTERFLY VALVE,LUG,GEAR OPERATOR,DI BODY,SS DISC,200 WOG,EPDM LINER | 13556.78 | 190 | 1 | 697988330603 | 69798833060 | 13556.78
BFV425 | 76 | HL334E A16 | HL334E | 16 | BUTTERFLY VALVE,LUG,GEAR OPERATOR,DI BODY,SS DISC,200 WOG,EPDM LINER | 19143.7 | 253 | 1 | 697988330610 | 69798833061 | 19143.7
BFV425 | 76 | HL334E A18 | HL334E | 18 | BUTTERFLY VALVE,LUG,GEAR OPERATOR,DI BODY,SS DISC,200 WOG,EPDM LINER | 24647.92 | 325 | 1 | 697988330627 | 69798833062 | 24647.92
BFV425 | 76 | HL334E A20 | HL334E | 20 | BUTTERFLY VALVE,LUG,GEAR OPERATOR,DI BODY,SS DISC,200 WOG,EPDM LINER | 34682.02 | 416 | 1 | 697988330634 | 69798833063 | 34682.02
BFV425 | 76 | HL334E A24 | HL334E | 24 | BUTTERFLY VALVE,LUG,GEAR OPERATOR,DI BODY,SS DISC,200 WOG,EPDM LINER | 52736.09 | 694 | 1 | 697988330641 | 69798833064 | 52736.09
BFV425 | 76 | HL334E-A A S | HL334EA | 6 | BUTTERFLY VALVE,LUG,GEAR OPERATOR,DI BODY,SS DISC,250 WOG,EPDM LINER,EPOXY COATED BODY | 5490.59 | 0 | 1 | 697988775510 | 69798877551 | 7686.826
BFV425 | 76 | HL334E-A A U | HL334EA | 8 | BUTTERFLY VALVE,LUG,GEAR OPERATOR,DI BODY,SS DISC,250 WOG,EPDM LINER,EPOXY COATED BODY | 7632.408 | 0 | 1 | 697988775503 | 69798877550 | 10685.371
BFV425 | 76 | HL334E-A A14 | HL334EA | 14 | BUTTERFLY VALVE,LUG,GEAR OPERATOR,DI BODY,SS DISC,200 WOG,EPDM LINER,EPOXY COATED BODY | 15418.51 | 174 | 1 | 697988674455 | 69798867445 | 15418.51
BFV425 | 76 | HL334V A S | HL334V | 6 | BUTTERFLY VALVE,LUG,GEAR OPERATOR,DI BODY,SS DISC,250 WOG,VITON LINER | 6450.83 | 32.966 | 1 | 697988627277 | 69798862727 | 6450.83
BFV425 | 76 | HL334V A U | HL334V | 8 | BUTTERFLY VALVE,LUG,GEAR OPERATOR,DI BODY,SS DISC,250 WOG,VITON LINER | 9840.21 | 58.31 | 1 | 697988627284 | 69798862728 | 9840.21
BFV425 | 76 | HL334V-A A R | HL334EA | 5 | BUTTERFLY VALVE,LUG,GEAR OPERATOR,DI BODY,SS DISC,200 WOG,EPDM LINER,EPOXY COATED BODY | 7756.97 | 0 | 1 | 697988768130 | 69798876813 | 7756.97
BFV425 | 76 | HL334V-A A S | HL334VA | 6 | BUTTERFLY VALVE,LUG,GEAR OPERATOR,DI BODY,SS DISC,250 WOG,VITON LINER,EPOXY COATED BODY | 7279.64 | 30 | 1 | 697988703759 | 69798870375 | 7279.64
BFV425 | 76 | HL334V-A A14 | HL334VA | 14 | BUTTERFLY VALVE,LUG,GEAR OPERATOR,DI BODY,SS DISC,200 WOG,VITON LINER,EPOXY COATED BODY | 22435.54 | 175 | 1 | 697988682115 | 69798868211 | 22435.54
BFV425 | 76 | HL337E A S | HL337E | 6 | BUTTERFLY VALVE,LUG,GEAR OPERATOR,DI BODY,NYLON COATED DISC,250 WOG,EPDM LINER | 4005.07 | 30 | 1 | 697988698376 | 69798869837 | 4005.07
BFV425 | 76 | HL337E A U | HL337E | 8 | BUTTERFLY VALVE,LUG,GEAR OPERATOR,DI BODY,NYLON CTD DI DISC,250 WOG,EPDM LINER | 5162.38 | 46.6 | 1 | 697988698253 | 69798869825 | 5162.38
BFV425 | 76 | HL337E A W | HL333E | 10 | BUTTERFLY VALVE,LUG,GEAR OPERATOR,DI BODY,NYLON COATED DISC,250 WOG,EPDM LINER | 6623.16 | 105.05 | 1 | 697988698277 | 69798869827 | 6623.16
BFV425 | 76 | HL337E AWJ | HL337E | 12 | BUTTERFLY VALVE,LUG,GEAR OPERATOR,DI BODY,NYLON CTD DI DISC,250 WOG,EPDM LINER | 8280.78 | 105.05 | 1 | 697988698246 | 69798869824 | 8280.78
BFV425 | 76 | HL532E A N | HL532E | 4 | BUTTERFLY VALVE,LUG,GEAR W/MEMORY STOP,DI BODY,NICKEL PLTD DI DISC,250 WOG,EPDM LINER | 3151.44 | 23.52 | 1 | 697988685024 | 69798868502 | 3151.44
BFV425 | 76 | HL533E A N | HL533E | 4 | BUTTERFLY VALVE,LUG,GEAR OPERATOR W/MEM STOP,DI BODY,ALMN/BRNZ DISC,250 WOG,EPDM LINER | 3471.51 | 26.9 | 1 | 697988731400 | 69798873140 | 3471.51
BFV425 | 76 | HL533E A U | HL533E | 8 | BUTTERFLY VALVE,LUG,GEAR OPERATOR W/MEM STOP,DI BODY,ALMN/BRNZ DISC,250 WOG,EPDM LINER | 6220.88 | 49.2 | 1 | 697988732995 | 69798873299 | 6220.88
BFV425 | 76 | HL533E A W | HL533E | 10 | BUTTERFLY VALVE,LUG,GEAR OPERATOR W/MEM STOP,DI BODY,ALMN/BRNZ DISC,250 WOG,EPDM LINER | 7492.99 | 79.1 | 1 | 697988733008 | 69798873300 | 7492.99
BFV425 | 76 | HL533E AWJ | HL533E | 12 | BUTTERFLY VALVE,LUG,GEAR W/MEMORY STOP,DI BODY,ALMN/BRNZ DISC,250 WOG,EPDM LINER | 9930.41 | 106 | 1 | 697988731530 | 69798873153 | 9930.41
BFV425 | 76 | HL533E A14 | HL533E | 14 | BUTTERFLY VALVE,LUG,GEAR W/MEMORY STOP,DI BODY,ALMN/BRNZ DISC,200 WOG,EPDM LINER | 13729.43 | 176 | 1 | 697988731394 | 69798873139 | 13729.43
BFV425 | 76 | HL533E A16 | HL533E | 16 | BUTTERFLY VALVE,LUG,GEAR W/MEMORY STOP,DI BODY,ALMN/BRNZ DISC,200 WOG,EPDM LINER | 17437.34 | 252 | 1 | 697988731387 | 69798873138 | 17437.34
BFV425 | 76 | HL533E A18 | HL533E | 18 | BUTTERFLY VALVE,LUG,GEAR OP W/MEM STOP,DI BODY,ALMN/BRNZ DISC,200 WOG,EPDM LINER | 24080.4 | 331 | 1 | 697988731523 | 69798873152 | 24080.4
BFV425 | 76 | HL533E A20 | HL533E | 20 | BUTTERFLY VALVE,LUG,GEAR OP W/MEM STOP,DI BODY,ALMN/BRNZ DISC,200 WOG,EPDM LINER | 29264.94 | 424.7 | 1 | 697988733152 | 69798873315 | 29264.94
BFV425 | 76 | HL533E A24 | HL533E | 24 | BUTTERFLY VALVE,LUG,GEAR OP W/MEM STOP,DI BODY,ALMN/BRNZ DISC,200 WOG,EPDM LINER | 45348.7 | 688.7 | 1 | 697988731158 | 69798873115 | 45348.7
BFV425 | 76 | HL534E A N | HL534E | 4 | BUTTERFLY VALVE,LUG,GEAR W/MEMORY STOP,DI BODY,SS DISC,250 WOG,EPDM LINER | 4054.15 | 23.52 | 1 | 697988129603 | 69798812960 | 4054.15
BFV425 | 76 | HL534E A R | HL534E | 5 | BUTTERFLY VALVE,LUG,GEAR W/MEMORY STOP,DI BODY,SS DISC,250 WOG,EPDM LINER | 4907.67 | 25 | 1 | 697988129610 | 69798812961 | 4907.67
BFV425 | 76 | HL534E A S | HL534E | 6 | BUTTERFLY VALVE,LUG,GEAR W/MEMORY STOP,DI BODY,SS DISC,250 WOG,EPDM LINER | 5379.81 | 29.97 | 1 | 697988129627 | 69798812962 | 5379.81
BFV425 | 76 | HL534E A U | HL534E | 8 | BUTTERFLY VALVE,LUG,GEAR W/MEMORY STOP,DI BODY,SS DISC,250 WOG,EPDM LINER | 7583.23 | 22.51 | 1 | 697988381858 | 69798838185 | 7583.23
BFV425 | 76 | HL534E A W | HL534E | 10 | BUTTERFLY VALVE,LUG,GEAR W/MEMORY STOP,DI BODY,SS DISC,250 WOG,EPDM LINER | 10775.71 | 78 | 1 | 697988381865 | 69798838186 | 10775.71
BFV425 | 76 | HL534E AWJ | HL534E | 12 | BUTTERFLY VALVE,LUG,GEAR W/MEMORY STOP,DI BODY,SS DISC,250 WOG,EPDM LINER | 13763.06 | 101.32 | 1 | 697988381872 | 69798838187 | 13763.06
BFV425 | 76 | HL534E A14 | HL534E | 14 | BUTTERFLY VALVE,LUG,GEAR W/MEMORY STOP,DI BODY,SS DISC,200 WOG,EPDM LINER | 15709.86 | 168 | 1 | 697988372528 | 69798837252 | 15709.86
BFV425 | 76 | HL934E A U | HL934E | 8 | BUTTERFLY VALVE,LUG,GEAR OPERATOR W/LOCKOUT,DI BODY,SS DISC,250 WOG,EPDM LINER | 7181.15 | 0 | 1 | 697988761063 | 69798876106 | 7181.15
BFV425 | 76 | HL934E AWJ | HL934E | 12 | BUTTERFLY VALVE,LUG,GEAR OPERATOR W/LOCKOUT,DI BODY,SS DISC,250 WOG,EPDM LINER | 13369.21 | 0 | 1 | 697988761070 | 69798876107 | 13369.21
BFV425 | 70 | HL934E-A A W | HL934EA | 10 | BUTTERFLY VALVE,LUG,GEAR OPERATOR WITH LOCKOUT,DI BODY,SS DISC,250 WOG,EPDM LINER,EPOXY COATED | 11489.772 | 0 | 1 | 697988775848 | 69798877584 | 16085.681
BFV425 | 79 | HWCR0140N | HWCR0140N |  | HANDWHEEL,BUTTERFLY VALVE, 14" - 16" | 1425.68 | 6.84 | 1 | 697988651340 | 69798865134 | 1425.68
BFV425 | 79 | HWCR0180-01 | HWCR018001 |  | PIN,HANDWHEEL,9.6X45mm FOR GEAR OPERATED BUTTERFLY VALVES SIZES 18"-24" | 7.36 | 0.06 | 1 | 697988714953 | 69798871495 | 7.36
BFV425 | 79 | HWCR0180N | HWCR0180N |  | HANDWHEEL,BUTTERFLY VALVE,18" - 20" | 2138.42 | 6.5 | 1 | 697988651357 | 69798865135 | 2138.42
BFV425 | 79 | HWCR0240N | HWCR0240N |  | HANDWHEEL,BUTTERFLY VALVE, 24" | 2138.42 | 14.82 | 1 | 697988702769 | 69798870276 | 2138.42
BFV425 | 79 | HWCR0600-01 | HWCR060001 |  | PIN,HANDWHEEL,4X30mm,FOR GEAR OPERATED BUTTERFLY VALVES SIZES 2" - 6" | 3.64 | 0.01 | 1 | 697988714960 | 69798871496 | 3.64
BFV425 | 79 | HWCR0600N | HWCR0600N |  | HANDWHEEL,BUTTERFLY VALVE,2" - 6" | 834.71 | 1.9 | 1 | 697988651364 | 69798865136 | 834.71
BFV425 | 79 | HWCR0900-01 | HWCR090001 |  | PIN,HANDWHEEL,4.8X30mm,FOR GEAR OPERATED BUTTERFLY VALVES SIZES 8" - 16" | 5.51 | 0.01 | 1 | 697988714977 | 69798871497 | 5.51
BFV425 | 79 | HWCR0900N | HWCR0900N |  | HANDWHEEL,BUTTERFLY VALVE,8" - 12" | 1059.88 | 4.4 | 1 | 697988651371 | 69798865137 | 1059.88
BFV425 | 76 | HW133B-A A J | HW133BA | 2 | BUTTERFLY VALVE,WAFER,BARE STEM,DI BODY,ALMN/BRNZ DISC,250 WOG,BUNA LINER,EPOXY COATED BODY | 1584 | 6.2 | 1 | 697988642171 | 69798864217 | 1584
BFV425 | 76 | HW133B-A A L | HW133BA | 3 | BUTTERFLY VALVE,WAFER,BARE STEM,DI BODY,ALMN/BRNZ DISC,250 WOG,BUNA LINER,EPOXY COATED BODY | 1830.14 | 8 | 1 | 697988634602 | 69798863460 | 1830.14
BFV425 | 76 | HW133B-A A N | HW133BA | 4 | BUTTERFLY VALVE,WAFER,BARE STEM,DI BODY,ALMN/BRNZ DISC,250 WOG,BUNA LINER,EPOXY COATED BODY | 2215.87 | 12 | 1 | 697988634596 | 69798863459 | 2215.87
BFV425 | 76 | HW133BS A S | HW133BS | 6 | BUTTERFLY VALVE,WAFER,BARE STEM,DI BODY,ALMN/BRNZ DISC,250 WOG,BUNA LINER,316 SS STEM | 2979.24 | 17.26 | 1 | 697988646131 | 69798864613 | 2979.24
BFV425 | 76 | HW133ES A J | HW133ES | 2 | BUTTERFLY VALVE,WAFER,BARE STEM,DI BODY,ALMN/BRNZ DISC,250 WOG,EPDM LNR,316 SS STM | 1272.02 | 8 | 1 | 697988713161 | 69798871316 | 1272.02
BFV425 | 76 | HW133ES A K | HW133ES | 2 1/2 | BUTTERFLY VALVE,WAFER,BARE STEM,DI BODY,ALMN/BRNZ DISC,250 WOG,EPDM LNR,316 SS STM | 1272.02 | 8.474 | 1 | 697988713178 | 69798871317 | 1272.02
BFV425 | 76 | HW133ES A L | HW133ES | 3 | BUTTERFLY VALVE,WAFER,LEVER HANDLE,DI BODY,ALMN/BRNZ DISC,250 WOG,EPDM LNR,316 SS STM | 1419.85 | 8.84 | 1 | 697988713185 | 69798871318 | 1419.85
BFV425 | 76 | HW133ES A N | HW133ES | 4 | BUTTERFLY VALVE,WAFER,BARE STEM,DI BODY,ALMN/BRNZ DISC,250 WOG,EPDM LNR,316 SS STM | 1797.36 | 12 | 1 | 697988712904 | 69798871290 | 1797.36
BFV425 | 76 | HW133ES A R | HW133ES | 5 | BUTTERFLY VALVE,WAFER,BARE STEM,DI BODY,ALMN/BRNZ DISC,250 WOG,EPDM LNR,316 SS STM | 2560.57 | 13.44 | 1 | 697988713192 | 69798871319 | 2560.57
BFV425 | 76 | HW133ES A S | HW133ES | 6 | BUTTERFLY VALVE,WAFER,BARE STEM,DI BODY,ALMN/BRNZ DISC,250 WOG,EPDM LINER,316 SS STEM | 2979.23 | 18.074 | 1 | 697988713208 | 69798871320 | 2979.23
BFV425 | 76 | HW133ES A W | HW133ES | 10 | BUTTERFLY VALVE,WAFER,BARE STEM,DI BODY,ALMN/BRNZ DISC,250 WOG,EPDM LINER,316 SS STEM | 5868 | 65.85 | 1 | 697988677746 | 69798867774 | 5868
BFV425 | 76 | HW133ES AWJ | HW133ES | 12 | BUTTERFLY VALVE,WAFER,BARE STEM,DI BODY,ALMN/BRNZ DISC,250 WOG,EPDM LNR,316 SS STM | 8724.01 | 73.5 | 1 | 697988713215 | 69798871321 | 8724.01
BFV425 | 76 | HW134B A J | HW134B | 2 | BUTTERFLY VALVE,WAFER,BARE STEM,DI BODY,316 SS DISC,200 WOG,250 TEST,BUNA LINER | 1419.78 | 0 | 1 | 697988759916 | 69798875991 | 1419.78
BFV425 | 76 | HW134B A L | HW134B | 3 | BUTTERFLY VALVE,WAFER,BARE STEM,DI BODY,316 SS DISC,200 WOG,250 TEST,BUNA LINER | 1748.18 | 0 | 1 | 697988759909 | 69798875990 | 1748.18
BFV425 | 76 | HW134B A N | HW134B | 4 | BUTTERFLY VALVE,WAFER,BARE STEM,DI BODY,316 SS DISC,200 WOG,250 TEST,BUNA LINER | 2174.78 | 0 | 1 | 697988759800 | 69798875980 | 2174.78
BFV425 | 76 | HW134E A N | HW134E | 4 | BUTTERFLY VALVE,WAFER,BARE STEM,DI BODY,SS DISC,250 WOG,EPDM LINER | 2174.78 | 11 | 1 | 697988718203 | 69798871820 | 2174.78
BFV425 | 76 | HW134E A S | HW134E | 6 | BUTTERFLY VALVE,WAFER,BARE STEM,DI BODY,SS DISC,250 WOG,EPDM LINER | 3406.1 | 18.6 | 1 | 697988718210 | 69798871821 | 3406.1
BFV425 | 76 | HW232B A J | HW232B | 2 | BUTTERFLY VALVE,WAFER,LEVER HANDLE,DI BODY,NICKEL PLTD DI DISC,250 WOG,BUNA LINER | 1181.75 | 8.26 | 1 | 697988627291 | 69798862729 | 1181.75
BFV425 | 76 | HW232B A K | HW232B | 2 1/2 | BUTTERFLY VALVE,WAFER,LEVER HANDLE,DI BODY,NICKEL PLTD DI DISC,250 WOG,BUNA LINER | 1181.75 | 10.2 | 1 | 697988627307 | 69798862730 | 1181.75
BFV425 | 76 | HW232B A L | HW232B | 3 | BUTTERFLY VALVE,WAFER,LEVER HANDLE,DI BODY,NICKEL PLTD DI DISC,250 WOG,BUNA LINER | 1329.54 | 10.132 | 1 | 697988627314 | 69798862731 | 1329.54
BFV425 | 76 | HW232B A N | HW232B | 4 | BUTTERFLY VALVE,WAFER,LEVER HANDLE,DI BODY,NICKEL PLTD DI DISC,250 WOG,BUNA LINER | 1657.72 | 13.326 | 1 | 697988627321 | 69798862732 | 1657.72
BFV425 | 76 | HW232B A R | HW232B | 5 | BUTTERFLY VALVE,WAFER,LEVER HANDLE,DI BODY,NICKEL PLTD DI DISC,250 WOG,BUNA LINER | 2224.09 | 16.466 | 1 | 697988627338 | 69798862733 | 2224.09
BFV425 | 76 | HW232B A S | HW232B | 6 | BUTTERFLY VALVE,WAFER,LEVER HANDLE,DI BODY,NICKEL PLTD DI DISC,250 WOG,BUNA LINER | 2675.56 | 21.22 | 1 | 697988627345 | 69798862734 | 2675.56
BFV425 | 76 | HW232B A U | HW232B | 8 | BUTTERFLY VALVE,WAFER,LEVER HANDLE,DI BODY,NICKEL PLTD DI DISC,250 WOG,BUNA LINER | 3537.29 | 34.49 | 1 | 697988627352 | 69798862735 | 3537.29
BFV425 | 76 | HW232BS A S | HW232BS | 6 | BUTTERFLY VALVE,WAFER,LEVER HANDLE,DI BODY,NICKEL PLTD DI DISC,250 WOG,BUNA LINER,316 SS STEM | 2954.66 | 23 | 1 | 697988634138 | 69798863413 | 2954.66
BFV425 | 76 | HW232E A K | HW232B | 2 1/2 | BUTTERFLY VALVE,WAFER,LEVER HANDLE,DI BODY,ALUM. NICKLE PLATED DI DISC,250 WOG,EPDM LINER | 1181.75 | 9.82 | 1 | 697988716919 | 69798871691 | 1181.75
BFV425 | 76 | HW232E A L | HW232E | 3 | BUTTERFLY VALVE,WAFER,LEVER HANDLE,DI BODY,NICKEL PLTD DI DISC,250 WOG,EPDM LINER | 1329.54 | 12.3 | 1 | 697988595002 | 69798859500 | 1329.54
BFV425 | 76 | HW233B A J | HW233B | 2 | BUTTERFLY VALVE,WAFER,LEVER HANDLE,DI BODY,ALMN/BRNZ DISC,250 WOG,BUNA LINER | 1263.9 | 8.16 | 1 | 697988646018 | 69798864601 | 1263.9
BFV425 | 76 | HW233B A K | HW233B | 2 1/2 | BUTTERFLY VALVE,WAFER,LEVER HANDLE,DI BODY,ALUM. BRONZE DISC,250 WOG,BUNA LINER | 1263.9 | 10.48 | 1 | 697988706361 | 69798870636 | 1263.9
BFV425 | 76 | HW233B A L | HW233B | 3 | BUTTERFLY VALVE,WAFER,LEVER HANDLE,DI BODY,ALMN/BRNZ DISC,250 WOG,BUNA LINER | 1395.17 | 10.48 | 1 | 697988649422 | 69798864942 | 1395.17
BFV425 | 76 | HW233B A N | HW233B | 4 | BUTTERFLY VALVE,WAFER,LEVER HANDLE,DI BODY,ALMN/BRNZ DISC,250 WOG,BUNA LINER | 1805.54 | 13.72 | 1 | 697988645998 | 69798864599 | 1805.54
BFV425 | 76 | HW233B A S | HW233B | 6 | BUTTERFLY VALVE,WAFER,LEVER HANDLE,DI BODY,ALMN/BRNZ DISC,250 WOG,BUNA LINER | 2921.93 | 20.26 | 1 | 697988588851 | 69798858885 | 2921.93
BFV425 | 76 | HW233B A U | HW233B | 8 | BUTTERFLY VALVE,WAFER,LEVER HANDLE,DI BODY,ALMN/BRNZ DISC,250 WOG,BUNA LINER | 4111.73 | 35.9 | 1 | 697988646001 | 69798864600 | 4111.73
BFV425 | 76 | HW233BS A S | HW233BS | 6 | BUTTERFLY VALVE,WAFER,LEVER HANDLE,DI BODY,ALMN/BRNZ DISC,250 WOG,BUNA LINER,316 SS STEM | 3201 | 20.122 | 1 | 697988646100 | 69798864610 | 3201
BFV425 | 76 | HW233ES A L | HW233ES | 3 | BUTTERFLY VALVE,WAFER,LEVER HANDLE,DI BODY,SS DISC,200 WOG,EPDM LINER,250 TEST | 1567.6 | 10.17 | 1 | 697988715080 | 69798871508 | 1567.6
BFV425 | 76 | HW233ES A N | HW233ES | 4 | BUTTERFLY VALVE,WAFER,LEVER HANDLE,DI BODY,SS DISC,200 WOG,EPDM LINER,250 TEST | 2010.64 | 13.376 | 1 | 697988712911 | 69798871291 | 2010.64
BFV425 | 76 | HW233ESA A J | HW233ESA | 2 | BUTTERFLY VALVE,WAFER,LEVER HANDLE,DI BODY,ALMN/BRNZ DISC,250 WOG,EPDM LNR,316 SS STM,EPOXY CTD BDY | 1887.59 | 10 | 1 | 697988541139 | 69798854113 | 1887.59
BFV425 | 76 | HW233ESA A K | HW233ESA | 2 1/2 | BUTTERFLY VALVE,WAFER,LEVER HANDLE,DI BODY,ALMN/BRNZ DISC,250 WOG,EPDM LNR,316 SS STM,EPOXY CTD BDY | 1887.59 | 11 | 1 | 697988541122 | 69798854112 | 1887.59
BFV425 | 76 | HW233ESA A L | HW233ESA | 3 | BUTTERFLY VALVE,WAFER,LEVER HANDLE,DI BODY,ALMN/BRNZ DISC,250 WOG,EPDM LNR,316 SS STM,EPOXY CTD BDY | 2150.33 | 12 | 1 | 697988541115 | 69798854111 | 2150.33
BFV425 | 76 | HW233ESA A N | HW233ESA | 4 | BUTTERFLY VALVE,WAFER,LEVER HANDLE,DI BODY,ALMN/BRNZ DISC,250 WOG,EPDM LNR,316 SS STM,EPOXY CTD BDY | 2634.32 | 15 | 1 | 697988541108 | 69798854110 | 2634.32
BFV425 | 76 | HW233ESA A S | HW233ESA | 6 | BUTTERFLY VALVE,WAFER,LEVER HANDLE,DI BODY,ALMN/BRNZ DISC,250 WOG,EPDM LNR,316 SS STM,EPOXY CTD BDY | 4029.83 | 23 | 1 | 697988541092 | 69798854109 | 4029.83
BFV425 | 76 | HW233ESA A U | HW233ESA | 8 | BUTTERFLY VALVE,WAFER,LEVER HANDLE,DI BODY,ALMN/BRNZ DISC,250 WOG,EPDM LNR,316 SS STM,EPOXY CTD BDY | 5424.81 | 39 | 1 | 697988541085 | 69798854108 | 5424.81
BFV425 | 76 | HW234B A L | HW234B | 3 | BUTTERFLY VALVE,WAFER,LEVER HANDLE,DI BODY,SS DISC,200 WOG,BUNA LINER,250 TEST | 1904.02 | 0 | 1 | 697988746817 | 69798874681 | 1904.02
BFV425 | 76 | HW234B A S | HW234B | 6 | BUTTERFLY VALVE,WAFER,LEVER HANDLE,DI BODY,SS DISC,200 WOG,BUNA LINER,250 TEST | 3635.83 | 19 | 1 | 697988500228 | 69798850022 | 3635.83
BFV425 | 76 | HW234NB A S | HW234NB | 6 | BUTTERFLY VALVE,WAFER,LEVER HANDLE,DI BODY,SS DISC,250 WOG,BLACK NEOPRENE LINER | 4128.21 | 20.72 | 1 | 697988679214 | 69798867921 | 4128.21
BFV425 | 76 | HW234NB A U | HW234NB | 8 | BUTTERFLY VALVE,WAFER,LEVER HANDLE,DI BODY,SS DISC,250 WOG,BLACK NEOPRENE LINER | 6516.34 | 36.026 | 1 | 697988691308 | 69798869130 | 6516.34
BFV425 | 76 | HW234V A J | HW234V | 2 | BUTTERFLY VALVE,WAFER,LEVER HANDLE,DI BODY,SS DISC,250 WOG,VITON LINER | 2560.54 | 8.382 | 1 | 697988627369 | 69798862736 | 2560.54
BFV425 | 76 | HW234V A K | HW234V | 2 1/2 | BUTTERFLY VALVE,WAFER,LEVER HANDLE,DI BODY,SS DISC,250 WOG,VITON LINER | 2560.54 | 9.9 | 1 | 697988627376 | 69798862737 | 2560.54
BFV425 | 76 | HW234V A L | HW234V | 3 | BUTTERFLY VALVE,WAFER,LEVER HANDLE,DI BODY,SS DISC,250 WOG,VITON LINER | 2897.03 | 10.54 | 1 | 697988627383 | 69798862738 | 2897.03
BFV425 | 76 | HW234V A N | HW234V | 4 | BUTTERFLY VALVE,WAFER,LEVER HANDLE,DI BODY,SS DISC,250 WOG,VITON LINER | 3586.38 | 14.2 | 1 | 697988627390 | 69798862739 | 3586.38
BFV425 | 76 | HW234V A R | HW234V | 5 | BUTTERFLY VALVE,WAFER,LEVER HANDLE,DI BODY,SS DISC,250 WOG,VITON LINER | 4981.77 | 17.48 | 1 | 697988627406 | 69798862740 | 4981.77
BFV425 | 76 | HW234V A S | HW234V | 6 | BUTTERFLY VALVE,WAFER,LEVER HANDLE,DI BODY,SS DISC,250 WOG,VITON LINER | 5424.97 | 20.698 | 1 | 697988596498 | 69798859649 | 5424.97
BFV425 | 76 | HW234V A U | HW234V | 8 | BUTTERFLY VALVE,WAFER,LEVER HANDLE,DI BODY,SS DISC,250 WOG,VITON LINER | 8609.09 | 36.026 | 1 | 697988627413 | 69798862741 | 8609.09
BFV425 | 76 | HW332B A S | HW332B | 6 | BUTTERFLY VALVE,WAFER,GEAR OPERATOR,DI BODY,NICKEL PLTD DI DISC,250 WOG,BUNA LINER | 3684.95 | 28.48 | 1 | 697988627420 | 69798862742 | 3684.95
BFV425 | 76 | HW332B A U | HW332B | 8 | BUTTERFLY VALVE,WAFER,GEAR OPERATOR,DI BODY,NICKEL PLTD DI DISC,250 WOG,BUNA LINER | 4727.31 | 49.738 | 1 | 697988627437 | 69798862743 | 4727.31
BFV425 | 76 | HW333B A U | HW333B | 8 | BUTTERFLY VALVE,WAFER,GEAR OPERATOR,DI BODY,ALMN/BRNZ DISC,250 WOG,BUNA LINER | 5326.43 | 50.76 | 1 | 697988646025 | 69798864602 | 5326.43
BFV425 | 76 | HW333B A W | HW333B | 10 | BUTTERFLY VALVE,WAFER,GEAR OPERATOR,DI BODY,ALMN/BRNZ DISC,250 WOG,BUNA LINER | 6590.11 | 68.44 | 1 | 697988646032 | 69798864603 | 6590.11
BFV425 | 76 | HW333B AWJ | HW333B | 12 | BUTTERFLY VALVE,WAFER,GEAR OPERATOR,DI BODY,ALMN/BRNZ DISC,250 WOG,BUNA LINER | 9027.71 | 94.88 | 1 | 697988649415 | 69798864941 | 9027.71
BFV425 | 76 | HW333B A16 | HW333B | 16 | BUTTERFLY VALVE,WAFER,GEAR OPERATOR,DI BODY,ALMN/BRNZ DISC,200 WOG,BUNA LINER | 18249.55 | 230 | 1 | 697988672574 | 69798867257 | 18249.55
BFV425 | 76 | HW333B A24 | HW333B | 24 | BUTTERFLY VALVE,WAFER,GEAR OPERATOR,DI BODY,ALMN/BRNZ DISC,200 WOG,BUNA LINER | 43601.09 | 640 | 1 | 697988672598 | 69798867259 | 43601.09
BFV425 | 76 | HW333B-A A L | HW333BA | 3 | BUTTERFLY VALVE,WAFER,GEAR OPERATOR,DI BODY,ALMN/BRNZ DISC,250 WOG,BUNA LINER,EPOXY COATED BODY | 2979.14 | 14 | 1 | 697988634145 | 69798863414 | 2979.14
BFV425 | 76 | HW333B-A A N | HW333BA | 4 | BUTTERFLY VALVE,WAFER,GEAR OPERATOR,DI BODY,ALMN/BRNZ DISC,250 WOG,BUNA LINER,EPOXY COATED BODY | 3446.74 | 17 | 1 | 697988634152 | 69798863415 | 3446.74
BFV425 | 76 | HW333BS A S | HW333BS | 6 | BUTTERFLY VALVE,WAFER,GEAR OPERATOR,DI BODY,ALMN/BRNZ DISC,250 WOG,BUNA LINER,316 SS STEM | 4210.29 | 27.98 | 1 | 697988646254 | 69798864625 | 4210.29
BFV425 | 76 | HW333BS A U | HW333BS | 8 | BUTTERFLY VALVE,WAFER,GEAR OPERATOR,DI BODY,ALMN/BRNZ DISC,250 WOG,BUNA LINER,316 SS STEM | 5720.28 | 51.16 | 1 | 697988646087 | 69798864608 | 5720.28
BFV425 | 76 | HW333ES A L | HW333ES | 3 | BUTTERFLY VALVE,WAFER,GEAR OPERATOR,DI BODY,SS DISC,250 WOG,EPDM LINER | 2568.76 | 18.45 | 1 | 697988718289 | 69798871828 | 2568.76
BFV425 | 76 | HW334B A K | HW334B | 2 1/2 | BUTTERFLY VALVE,WAFER,GEAR OPERATOR,DI BODY,SS DISC,250 WOG,BUNA LINER | 2568.81 | 13 | 1 | 697988597945 | 69798859794 | 2568.81
BFV425 | 76 | HW334NB A W | HW334NB | 10 | BUTTERFLY VALVE,WAFER,GEAR OPERATOR,DI BODY,SS DISC,250 WOG,BLACK NEOPRENE LINER | 11021.89 | 60 | 1 | 697988698994 | 69798869899 | 11021.89
BFV425 | 76 | HW334NB AWJ | HW334NB | 12 | BUTTERFLY VALVE,WAFER,GEAR OPERATOR,DI BODY,SS DISC,250 WOG,BLACK NEOPRENE LINER | 14633.14 | 81 | 1 | 697988692077 | 69798869207 | 14633.14
BFV425 | 76 | HW334V A S | HW334V | 6 | BUTTERFLY VALVE,WAFER,GEAR OPERATOR,DI BODY,SS DISC,250 WOG,VITON LINER | 6393.43 | 27.662 | 1 | 697988627444 | 69798862744 | 6393.43
BFV425 | 76 | HW334V A U | HW334V | 8 | BUTTERFLY VALVE,WAFER,GEAR OPERATOR,DI BODY,SS DISC,250 WOG,VITON LINER | 9807.39 | 51.304 | 1 | 697988627451 | 69798862745 | 9807.39
BFV425 | 79 | H84C0130000 | H84C0130000 |  | LOCKING KIT,M-SERIES 4" & 6"; HIGH PERFORMANCE BUTTERFLY,2 1/2"- 4" | 534.66 | 0.56 | 1 | 697988650718 | 69798865071 | 534.66
BFV425 | 79 | H84H0130000 | H84H0130000 |  | LOCKING KIT,M-SERIES 18"-20"; & HIGH PERFORMANCE BUTTERFLY,12" CLASS 300,14" CLASS 150 | 562.71 | 1.03 | 1 | 697988650749 | 69798865074 | 562.71
BFV425 | 79 | H84M0130000 | H84M0130000 |  | GEAR LOCKING KIT,HIGH PERFORMANCE BUTTERFLY,120:1 | 562.71 | 1 | 1 | 697988651388 | 69798865138 | 562.71
BFV425 | 79 | K8115-24N - L | K811524NL |  | GEAR WITH HANDWHEEL 2" - 3" | 1369.45 | 9.268 | 1 | 697988651395 | 69798865139 | 1369.45
BFV425 | 79 | K8115-24N - R | K811524NR |  | GEAR WITH HANDWHEEL 4" - 5" | 1491.34 | 9.672 | 1 | 697988651401 | 69798865140 | 1491.34
BFV425 | 79 | K8115-24N - S | K811524NS |  | GEAR WITH HANDWHEEL 6" | 1553.48 | 9.726 | 1 | 697988651425 | 69798865142 | 1553.48
BFV425 | 79 | K8115-30N - U | K811530NU |  | GEAR WITH HANDWHEEL 8" | 1847.86 | 21.124 | 1 | 697988651432 | 69798865143 | 1847.86
BFV425 | 79 | K8115-30N - W | K811530NW |  | GEAR WITH HANDWHEEL 10" - 12" | 1847.86 | 21.18 | 1 | 697988651449 | 69798865144 | 1847.86
BFV425 | 79 | K8115-48N -16 | K811548N16 |  | GEAR WITH HANDWHEEL 14" - 16" | 2860.7 | 33.784 | 1 | 697988651456 | 69798865145 | 2860.7
BFV425 | 79 | K8115-65N -20 | K811565N20 |  | GEAR WITH HANDWHEEL 18-20" | 4802.25 | 76.18 | 1 | 697988728448 | 69798872844 | 4802.25
BFV425 | 79 | K8115-78N -24 |  |  | KIT,ASSY,GEAR OPT(24)(NEW) | 5745.36 | 33.784 | 1 | 999999703569 | 99999970356 | 9192.576
BFV425 | 70 | ML122B D J | ML122B | 2 | BUTTERFLY VALVE,LUG,BARE STEM,CI BODY,NCKL PLTD DI DISC,200 WOG,BUNA LINER,DOUBLE DEAD END | 828.87 | 7.2 | 1 | 697988622395 | 69798862239 | 828.87
BFV425 | 70 | ML122B D K | ML122B | 2 1/2 | BUTTERFLY VALVE,LUG,BARE STEM,CI BODY,NCKL PLTD DI DISC,200 WOG,BUNA LINER,DOUBLE DEAD END | 828.87 | 8.894 | 1 | 697988622401 | 69798862240 | 828.87
BFV425 | 70 | ML122B D L | ML122B | 3 | BUTTERFLY VALVE,LUG,BARE STEM,CI BODY,NCKL PLTD DI DISC,200 WOG,BUNA LINER,DOUBLE DEAD END | 919.1 | 9.52 | 1 | 697988622418 | 69798862241 | 919.1
BFV425 | 70 | ML122B D N | ML122B | 4 | BUTTERFLY VALVE,LUG,BARE STEM,CI BODY,NCKL PLTD DI DISC,200 WOG,BUNA LINER,DOUBLE DEAD END | 1132.51 | 15.68 | 1 | 697988622425 | 69798862242 | 1132.51
BFV425 | 70 | ML122B D R | ML122B | 5 | BUTTERFLY VALVE,LUG,BARE STEM,CI BODY,NCKL PLTD DI DISC,200 WOG,BUNA LINER,DOUBLE DEAD END | 1633.23 | 19.57 | 1 | 697988622432 | 69798862243 | 1633.23
BFV425 | 70 | ML122B D S | ML122B | 6 | BUTTERFLY VALVE,LUG,BARE STEM,CI BODY,NCKL PLTD DI DISC,200 WOG,BUNA LINER,DOUBLE DEAD END | 1969.83 | 23.55 | 1 | 697988622449 | 69798862244 | 1969.83
BFV425 | 70 | ML122B D U | ML122B | 8 | BUTTERFLY VALVE,LUG,BARE STEM,CI BODY,NCKL PLTD DI DISC,200 WOG,BUNA LINER,DOUBLE DEAD END | 2708.3 | 39.1 | 1 | 697988622456 | 69798862245 | 2708.3
BFV425 | 70 | ML122B D W | ML122B | 10 | BUTTERFLY VALVE,LUG,BARE STEM,CI BODY,NCKL PLTD DI DISC,200 WOG,BUNA LINER,DOUBLE DEAD END | 3865.56 | 63.99 | 1 | 697988622463 | 69798862246 | 3865.56
BFV425 | 70 | ML122B DWJ | ML122B | 12 | BUTTERFLY VALVE,LUG,BARE STEM,CI BODY,NCKL PLTD DI DISC,200 WOG,BUNA LINER,DOUBLE DEAD END | 5137.63 | 90 | 1 | 697988622470 | 69798862247 | 5137.63
BFV425 | 77 | ML122B A14 | ML122B | 14 | BUTTERFLY VALVE,LUG,BARE STEM,CI BODY,NCKL PLTD DI DISC,150 WOG,BUNA LINER | 7445.75 | 175 | 1 | 697988130999 | 69798813099 | 7445.75
BFV425 | 77 | ML122B A16 | ML122B | 16 | BUTTERFLY VALVE,LUG,BARE STEM,CI BODY,NCKL PLTD DI DISC,150 WOG,BUNA LINER | 10564.52 | 214 | 1 | 697988131002 | 69798813100 | 10564.52
BFV425 | 77 | ML122B A18 | ML122B | 18 | BUTTERFLY VALVE,LUG,BARE STEM,CI BODY,NCKL PLTD DI DISC,150 WOG,BUNA LINER | 13215.27 | 298 | 1 | 697988131019 | 69798813101 | 13215.27
BFV425 | 77 | ML122B A20 | ML122B | 20 | BUTTERFLY VALVE,LUG,BARE STEM,CI BODY,NCKL PLTD DI DISC,150 WOG,BUNA LINER | 17152.73 | 358 | 1 | 697988131026 | 69798813102 | 17152.73
BFV425 | 70 | ML122E D J | ML122E | 2 | BUTTERFLY VALVE,LUG,BARE STEM,CI BODY,NCKL PLTD DI DISC,200 WOG,EPDM LINER,DOUBLE DEAD END | 828.87 | 7.3 | 1 | 697988622487 | 69798862248 | 828.87
BFV425 | 70 | ML122E D K | ML122E | 2 1/2 | BUTTERFLY VALVE,LUG,BARE STEM,CI BODY,NCKL PLTD DI DISC,200 WOG,EPDM LINER,DOUBLE DEAD END | 828.87 | 8.83 | 1 | 697988622494 | 69798862249 | 828.87
BFV425 | 70 | ML122E D L | ML122E | 3 | BUTTERFLY VALVE,LUG,BARE STEM,CI BODY,NCKL PLTD DI DISC,200 WOG,EPDM LINER,DOUBLE DEAD END | 919.1 | 9.32 | 1 | 697988622500 | 69798862250 | 919.1
BFV425 | 70 | ML122E D N | ML122E | 4 | BUTTERFLY VALVE,LUG,BARE STEM,CI BODY,NCKL PLTD DI DISC,200 WOG,EPDM LINER,DOUBLE DEAD END | 1132.51 | 15.5 | 1 | 697988622517 | 69798862251 | 1132.51
BFV425 | 70 | ML122E D R | ML122E | 5 | BUTTERFLY VALVE,LUG,BARE STEM,CI BODY,NCKL PLTD DI DISC,200 WOG,EPDM LINER,DOUBLE DEAD END | 1633.23 | 20.05 | 1 | 697988622524 | 69798862252 | 1633.23
BFV425 | 70 | ML122E D S | ML122E | 6 | BUTTERFLY VALVE,LUG,BARE STEM,CI BODY,NCKL PLTD DI DISC,200 WOG,EPDM LINER,DOUBLE DEAD END | 1969.83 | 23.14 | 1 | 697988622531 | 69798862253 | 1969.83
BFV425 | 70 | ML122E D U | ML122E | 8 | BUTTERFLY VALVE,LUG,BARE STEM,CI BODY,NCKL PLTD DI DISC,200 WOG,EPDM LINER,DOUBLE DEAD END | 2708.3 | 39.45 | 1 | 697988622548 | 69798862254 | 2708.3
BFV425 | 70 | ML122E D W | ML122E | 10 | BUTTERFLY VALVE,LUG,BARE STEM,CI BODY,NCKL PLTD DI DISC,200 WOG,EPDM LINER,DOUBLE DEAD END | 3865.56 | 51.4 | 1 | 697988622555 | 69798862255 | 3865.56
BFV425 | 70 | ML122E DWJ | ML122E | 12 | BUTTERFLY VALVE,LUG,BARE STEM,CI BODY,NCKL PLTD DI DISC,200 WOG,EPDM LINER,DOUBLE DEAD END | 5137.63 | 92.6 | 1 | 697988622562 | 69798862256 | 5137.63
BFV425 | 77 | ML122E A14 | ML122E | 14 | BUTTERFLY VALVE,LUG,BARE STEM,CI BODY,NCKL PLTD DI DISC,150 WOG,EPDM LINER | 7445.75 | 148 | 1 | 697988131316 | 69798813131 | 7445.75
BFV425 | 77 | ML122E A16 | ML122E | 16 | BUTTERFLY VALVE,LUG,BARE STEM,CI BODY,NCKL PLTD DI DISC,150 WOG,EPDM LINER | 10564.52 | 237 | 1 | 697988131323 | 69798813132 | 10564.52
BFV425 | 77 | ML122E A18 | ML122E | 18 | BUTTERFLY VALVE,LUG,BARE STEM,CI BODY,NCKL PLTD DI DISC,150 WOG,EPDM LINER | 13215.27 | 298 | 1 | 697988324497 | 69798832449 | 13215.27
BFV425 | 77 | ML122E A20 | ML122E | 20 | BUTTERFLY VALVE,LUG,BARE STEM,CI BODY,NCKL PLTD DI DISC,150 WOG,EPDM LINER | 17152.73 | 376 | 1 | 697988339118 | 69798833911 | 17152.73
BFV425 | 77 | ML122E A24 | ML122E | 24 | BUTTERFLY VALVE,LUG,BARE STEM,CI BODY,NCKL PLTD DI DISC,150 WOG,EPDM LINER | 28847.66 | 610 | 1 | 697988131330 | 69798813133 | 28847.66
BFV425 | 77 | ML122E -30 | ML122E | 30 | BUTTERFLY VALVE,LUG,BARE STEM,CI BODY,NCKL PLTD DI DISC,150 WOG,EPDM LINER | 52923.69 | 900 | 1 | 697988131217 | 69798813121 | 52923.69
BFV425 | 70 | ML122E-A A W | ML122EA | 10 | BUTTERFLY VALVE,LUG,BARE STEM,CI BODY,NCKL PLTD DI DISC,200 WOG,EPDM LINER,EPOXY COATED BODY | 4981.72 | 70 | 1 | 697988596566 | 69798859656 | 4981.72
BFV425 | 77 | ML122ES A24 | ML122ES | 24 | BUTTERFLY VALVE,LUG,BARE STEM,CI BODY,NCKL PLTD DI DISC,150 WOG,EPDM LINER,316 SS STEM | 35462.48 | 610 | 1 | 697988343023 | 69798834302 | 35462.48
BFV425 | 70 | ML122ESA A N | ML122ESA | 4 | BUTTERFLY VALVE,LUG,BARE STEM,CI BODY,NCKL PLTD DI DISC,200 WOG,EPDM LINER,316 SS STEM,EPOXY CTD BDY | 1961.34 | 15.95 | 1 | 697988395541 | 69798839554 | 1961.34
BFV425 | 70 | ML122H A L | ML122H | 3 | BUTTERFLY VALVE,LUG,BARE STEM,CI BODY,NCKL PLTD DI DISC,200 WOG,HYPALON LINER | 1288.43 | 9.74 | 1 | 697988131439 | 69798813143 | 1288.43
BFV425 | 70 | ML122H A N | ML122H | 4 | BUTTERFLY VALVE,LUG,BARE STEM,CI BODY,NCKL PLTD DI DISC,200 WOG,HYPALON LINER | 1501.89 | 16.35 | 1 | 697988131446 | 69798813144 | 1501.89
BFV425 | 70 | ML122V A J | ML122V | 2 | BUTTERFLY VALVE,LUG,BARE STEM,CI BODY,NCKL PLTD DI DISC,200 WOG,VITON LINER | 1821.8 | 8 | 1 | 697988131545 | 69798813154 | 1821.8
BFV425 | 70 | ML122V A K | ML122V | 2 1/2 | BUTTERFLY VALVE,LUG,BARE STEM,CI BODY,NCKL PLTD DI DISC,200 WOG,VITON LINER | 1821.8 | 9.5 | 1 | 697988131552 | 69798813155 | 1821.8
BFV425 | 70 | ML122V A L | ML122V | 3 | BUTTERFLY VALVE,LUG,BARE STEM,CI BODY,NCKL PLTD DI DISC,200 WOG,VITON LINER | 1912.04 | 9.4 | 1 | 697988131569 | 69798813156 | 1912.04
BFV425 | 70 | ML122V A N | ML122V | 4 | BUTTERFLY VALVE,LUG,BARE STEM,CI BODY,NCKL PLTD DI DISC,200 WOG,VITON LINER | 2330.78 | 16.35 | 1 | 697988131576 | 69798813157 | 2330.78
BFV425 | 70 | ML122V A R | ML122V | 5 | BUTTERFLY VALVE,LUG,BARE STEM,CI BODY,NCKL PLTD DI DISC,200 WOG,VITON LINER | 3381.37 | 20 | 1 | 697988131583 | 69798813158 | 3381.37
BFV425 | 70 | ML122V A S | ML122V | 6 | BUTTERFLY VALVE,LUG,BARE STEM,CI BODY,NCKL PLTD DI DISC,200 WOG,VITON LINER | 3758.94 | 24.32 | 1 | 697988131590 | 69798813159 | 3758.94
BFV425 | 70 | ML122V A U | ML122V | 8 | BUTTERFLY VALVE,LUG,BARE STEM,CI BODY,NCKL PLTD DI DISC,200 WOG,VITON LINER | 5835.22 | 39.05 | 1 | 697988131606 | 69798813160 | 5835.22
BFV425 | 70 | ML122V A W | ML122V | 10 | BUTTERFLY VALVE,LUG,BARE STEM,CI BODY,NCKL PLTD DI DISC,200 WOG,VITON LINER | 7509.5 | 70 | 1 | 697988131613 | 69798813161 | 7509.5
BFV425 | 70 | ML122V AWJ | ML122V | 12 | BUTTERFLY VALVE,LUG,BARE STEM,CI BODY,NCKL PLTD DI DISC,200 WOG,VITON LINER | 9667.94 | 91 | 1 | 697988131620 | 69798813162 | 9667.94
BFV425 | 77 | ML122V A14 | ML122V | 14 | BUTTERFLY VALVE,LUG,BARE STEM,CI BODY,NCKL PLTD DI DISC,150 WOG,VITON LINER | 14462.74 | 149 | 1 | 697988573239 | 69798857323 | 14462.74
BFV425 | 77 | ML122V A16 | ML122V | 16 | BUTTERFLY VALVE,LUG,BARE STEM,CI BODY,NCKL PLTD DI DISC,150 WOG,VITON LINER | 20692.48 | 237 | 1 | 697988538962 | 69798853896 | 20692.48
BFV425 | 77 | ML122V A18 | ML122V | 18 | BUTTERFLY VALVE,LUG,BARE STEM,CI BODY,NCKL PLTD DI DISC,150 WOG,VITON LINER | 24925.81 | 298 | 1 | 697988538979 | 69798853897 | 24925.81
BFV425 | 77 | ML122V A20 | ML122V | 20 | BUTTERFLY VALVE,LUG,BARE STEM,CI BODY,NCKL PLTD DI DISC,150 WOG,VITON LINER | 30890.51 | 358 | 1 | 697988540477 | 69798854047 | 30890.51
BFV425 | 77 | ML122V A24 | ML122V | 24 | BUTTERFLY VALVE,LUG,BARE STEM,CI BODY,NCKL PLTD DI DISC,150 WOG,VITON LINER | 47427.03 | 610 | 1 | 697988540484 | 69798854048 | 47427.03
BFV425 | 70 | ML123B D J | ML123B | 2 | BUTTERFLY VALVE,LUG,BARE STEM,CI BODY,ALMN/BRNZ DISC,200 WOG,BUNA LINER,DOUBLE DEAD END | 911 | 7.06 | 1 | 697988622579 | 69798862257 | 911
BFV425 | 70 | ML123B D K | ML123B | 2 1/2 | BUTTERFLY VALVE,LUG,BARE STEM,CI BODY,ALMN/BRNZ DISC,200 WOG,BUNA LINER,DOUBLE DEAD END | 911 | 8.87 | 1 | 697988622586 | 69798862258 | 911
BFV425 | 70 | ML123B D L | ML123B | 3 | BUTTERFLY VALVE,LUG,BARE STEM,CI BODY,ALMN/BRNZ DISC,200 WOG,BUNA LINER,DOUBLE DEAD END | 984.83 | 8.948 | 1 | 697988622593 | 69798862259 | 984.83
BFV425 | 70 | ML123B D N | ML123B | 4 | BUTTERFLY VALVE,LUG,BARE STEM,CI BODY,ALMN/BRNZ DISC,200 WOG,BUNA LINER,DOUBLE DEAD END | 1288.49 | 15.4 | 1 | 697988622609 | 69798862260 | 1288.49
BFV425 | 70 | ML123B D R | ML123B | 5 | BUTTERFLY VALVE,LUG,BARE STEM,CI BODY,ALMN/BRNZ DISC,200 WOG,BUNA LINER,DOUBLE DEAD END | 1969.83 | 18.33 | 1 | 697988622616 | 69798862261 | 1969.83
BFV425 | 70 | ML123B D S | ML123B | 6 | BUTTERFLY VALVE,LUG,BARE STEM,CI BODY,ALMN/BRNZ DISC,200 WOG,BUNA LINER,DOUBLE DEAD END | 2215.9 | 23.74 | 1 | 697988622623 | 69798862262 | 2215.9
BFV425 | 70 | ML123B D U | ML123B | 8 | BUTTERFLY VALVE,LUG,BARE STEM,CI BODY,ALMN/BRNZ DISC,200 WOG,BUNA LINER,DOUBLE DEAD END | 3291.06 | 35.4 | 1 | 697988622630 | 69798862263 | 3291.06
BFV425 | 70 | ML123B D W | ML123B | 10 | BUTTERFLY VALVE,LUG,BARE STEM,CI BODY,ALMN/BRNZ DISC,200 WOG,BUNA LINER,DOUBLE DEAD END | 4398.93 | 61.34 | 1 | 697988622647 | 69798862264 | 4398.93
BFV425 | 70 | ML123B DWJ | ML123B | 12 | BUTTERFLY VALVE,LUG,BARE STEM,CI BODY,ALMN/BRNZ DISC,200 WOG,BUNA LINER,DOUBLE DEAD END | 6623.01 | 92.15 | 1 | 697988622654 | 69798862265 | 6623.01
BFV425 | 77 | ML123B A14 | ML123B | 14 | BUTTERFLY VALVE,LUG,BARE STEM,CI BODY,ALMN/BRNZ DISC,150 WOG,BUNA LINER | 9356.1 | 141 | 1 | 697988131828 | 69798813182 | 9356.1
BFV425 | 77 | ML123B A16 | ML123B | 16 | BUTTERFLY VALVE,LUG,BARE STEM,CI BODY,ALMN/BRNZ DISC,150 WOG,BUNA LINER | 12864.5 | 237 | 1 | 697988131835 | 69798813183 | 12864.5
BFV425 | 77 | ML123B A18 | ML123B | 18 | BUTTERFLY VALVE,LUG,BARE STEM,CI BODY,ALMN/BRNZ DISC,150 WOG,BUNA LINER | 16996.61 | 298 | 1 | 697988338838 | 69798833883 | 16996.61
BFV425 | 77 | ML123B A20 | ML123B | 20 | BUTTERFLY VALVE,LUG,BARE STEM,CI BODY,ALMN/BRNZ DISC,150 WOG,BUNA LINER | 22025.59 | 376 | 1 | 697988324923 | 69798832492 | 22025.59
BFV425 | 77 | ML123B-A A16 | ML123BA | 16 | BUTTERFLY VALVE,LUG,BARE STEM,CI BODY,ALMN/BRNZ DISC,150 WOG,BUNA LINER,EPOXY COATED | 14726.21 | 237 | 1 | 697988693005 | 69798869300 | 14726.21
BFV425 | 70 | ML123E D J | ML123E | 2 | BUTTERFLY VALVE,LUG,BARE STEM,CI BODY,ALMN/BRNZ DISC,200 WOG,EPDM LINER,DOUBLE DEAD END | 911 | 6.778 | 1 | 697988622661 | 69798862266 | 911
BFV425 | 70 | ML123E D K | ML123E | 2 1/2 | BUTTERFLY VALVE,LUG,BARE STEM,CI BODY,ALMN/BRNZ DISC,200 WOG,EPDM LINER,DOUBLE DEAD END | 911 | 8.322 | 1 | 697988622678 | 69798862267 | 911
BFV425 | 70 | ML123E D L | ML123E | 3 | BUTTERFLY VALVE,LUG,BARE STEM,CI BODY,ALMN/BRNZ DISC,200 WOG,EPDM LINER,DOUBLE DEAD END | 984.83 | 8.948 | 1 | 697988622685 | 69798862268 | 984.83
BFV425 | 70 | ML123E D N | ML123E | 4 | BUTTERFLY VALVE,LUG,BARE STEM,CI BODY,ALMN/BRNZ DISC,200 WOG,EPDM LINER,DOUBLE DEAD END | 1288.49 | 15.012 | 1 | 697988622692 | 69798862269 | 1288.49
BFV425 | 70 | ML123E D R | ML123E | 5 | BUTTERFLY VALVE,LUG,BARE STEM,CI BODY,ALMN/BRNZ DISC,200 WOG,EPDM LINER,DOUBLE DEAD END | 1969.83 | 18.782 | 1 | 697988622708 | 69798862270 | 1969.83
BFV425 | 70 | ML123E D S | ML123E | 6 | BUTTERFLY VALVE,LUG,BARE STEM,CI BODY,ALMN/BRNZ DISC,200 WOG,EPDM LINER,DOUBLE DEAD END | 2215.9 | 22.94 | 1 | 697988622715 | 69798862271 | 2215.9
BFV425 | 70 | ML123E D U | ML123E | 8 | BUTTERFLY VALVE,LUG,BARE STEM,CI BODY,ALMN/BRNZ DISC,200 WOG,EPDM LINER,DOUBLE DEAD END | 3291.06 | 38.62 | 1 | 697988622722 | 69798862272 | 3291.06
BFV425 | 70 | ML123E D W | ML123E | 10 | BUTTERFLY VALVE,LUG,BARE STEM,CI BODY,ALMN/BRNZ DISC,200 WOG,EPDM LINER,DOUBLE DEAD END | 4398.93 | 70 | 1 | 697988622739 | 69798862273 | 4398.93
BFV425 | 70 | ML123E DWJ | ML123E | 12 | BUTTERFLY VALVE,LUG,BARE STEM,CI BODY,ALMN/BRNZ DISC,200 WOG,EPDM LINER,DOUBLE DEAD END | 6623.01 | 93.5 | 1 | 697988622746 | 69798862274 | 6623.01
BFV425 | 77 | ML123E A14 | ML123E | 14 | BUTTERFLY VALVE,LUG,BARE STEM,CI BODY,ALMN/BRNZ DISC,150 WOG,EPDM LINER | 9356.1 | 175 | 1 | 697988132153 | 69798813215 | 9356.1
BFV425 | 77 | ML123E A16 | ML123E | 16 | BUTTERFLY VALVE,LUG,BARE STEM,CI BODY,ALMN/BRNZ DISC,150 WOG,EPDM LINER | 12864.5 | 206 | 1 | 697988132160 | 69798813216 | 12864.5
BFV425 | 77 | ML123E A18 | ML123E | 18 | BUTTERFLY VALVE,LUG,BARE STEM,CI BODY,ALMN/BRNZ DISC,150 WOG,EPDM LINER | 16996.61 | 314 | 1 | 697988132177 | 69798813217 | 16996.61
BFV425 | 77 | ML123E A20 | ML123E | 20 | BUTTERFLY VALVE,LUG,BARE STEM,CI BODY,ALMN/BRNZ DISC,150 WOG,EPDM LINER | 22025.59 | 370 | 1 | 697988132184 | 69798813218 | 22025.59
BFV425 | 77 | ML123E A24 | ML123E | 24 | BUTTERFLY VALVE,LUG,BARE STEM,CI BODY,ALMN/BRNZ DISC,150 WOG,EPDM LINER | 38125.66 | 610 | 1 | 697988132191 | 69798813219 | 38125.66
BFV425 | 77 | ML123E -30 | ML123E | 30 | BUTTERFLY VALVE,LUG,BARE STEM,CI BODY,ALMN/BRNZ DISC,150 WOG,EPDM LINER | 68649.49 | 900 | 1 | 697988512368 | 69798851236 | 68649.49
BFV425 | 77 | ML123E -36 | ML123E | 36 | BUTTERFLY VALVE,LUG,BARE STEM,CI BODY,ALMN/BRNZ DISC,150 WOG,EPDM LINER | 108178.6 | 1625 | 1 | 697988571303 | 69798857130 | 108178.6
BFV425 | 70 | ML123E-A A S | ML123EA | 6 | BUTTERFLY VALVE,LUG,BARE STEM,CI BODY,ALMN/BRNZ DISC,200 WOG,EPDM LINER,EPOXY CTD BODY | 3044.75 | 23.55 | 1 | 697988499362 | 69798849936 | 3044.75
BFV425 | 77 | ML123E-A A16 | ML123EA | 16 | BUTTERFLY VALVE,LUG,BARE STEM,CI BODY,ALMN/BRNZ DISC,150 WOG,EPDM LINER,EPOXY CTD BODY | 14726.21 | 237 | 1 | 697988526976 | 69798852697 | 14726.21
BFV425 | 77 | ML123E-A A18 | ML123EA | 18 | BUTTERFLY VALVE,LUG,BARE STEM,CI BODY,ALMN/BRNZ DISC,150 WOG,EPDM LINER,EPOXY CTD BODY | 18858.36 | 298 | 1 | 697988526983 | 69798852698 | 18858.36
BFV425 | 70 | ML123NW A U | ML123NW | 8 | BUTTERFLY VALVE,LUG,BARE STEM,CI BODY,ALMN/BRNZ DISC,200 WOG,WHITE NEOPRENE LINER | 4423.6 | 38 | 1 | 697988330207 | 69798833020 | 4423.6
BFV425 | 70 | ML123V A J | ML123V | 2 | BUTTERFLY VALVE,LUG,BARE STEM,CI BODY,ALMN/BRNZ DISC,200 WOG,VITON LINER | 1904 | 8 | 1 | 697988132412 | 69798813241 | 1904
BFV425 | 70 | ML123V A K | ML123V | 2 1/2 | BUTTERFLY VALVE,LUG,BARE STEM,CI BODY,ALMN/BRNZ DISC,200 WOG,VITON LINER | 1904 | 9.5 | 1 | 697988132429 | 69798813242 | 1904
BFV425 | 70 | ML123V A L | ML123V | 3 | BUTTERFLY VALVE,LUG,BARE STEM,CI BODY,ALMN/BRNZ DISC,200 WOG,VITON LINER | 1977.81 | 9.6 | 1 | 697988132436 | 69798813243 | 1977.81
BFV425 | 70 | ML123V A N | ML123V | 4 | BUTTERFLY VALVE,LUG,BARE STEM,CI BODY,ALMN/BRNZ DISC,200 WOG,VITON LINER | 2486.76 | 14.534 | 1 | 697988132443 | 69798813244 | 2486.76
BFV425 | 70 | ML123V A R | ML123V | 5 | BUTTERFLY VALVE,LUG,BARE STEM,CI BODY,ALMN/BRNZ DISC,200 WOG,VITON LINER | 3717.95 | 20 | 1 | 697988132450 | 69798813245 | 3717.95
BFV425 | 70 | ML123V A S | ML123V | 6 | BUTTERFLY VALVE,LUG,BARE STEM,CI BODY,ALMN/BRNZ DISC,200 WOG,VITON LINER | 4005 | 24 | 1 | 697988132467 | 69798813246 | 4005
BFV425 | 70 | ML123V A U | ML123V | 8 | BUTTERFLY VALVE,LUG,BARE STEM,CI BODY,ALMN/BRNZ DISC,200 WOG,VITON LINER | 6417.97 | 38 | 1 | 697988132474 | 69798813247 | 6417.97
BFV425 | 70 | ML123V A W | ML123V | 10 | BUTTERFLY VALVE,LUG,BARE STEM,CI BODY,ALMN/BRNZ DISC,200 WOG,VITON LINER | 8042.85 | 70 | 1 | 697988132481 | 69798813248 | 8042.85
BFV425 | 70 | ML123V AWJ | ML123V | 12 | BUTTERFLY VALVE,LUG,BARE STEM,CI BODY,ALMN/BRNZ DISC,200 WOG,VITON LINER | 11153.4 | 91 | 1 | 697988132498 | 69798813249 | 11153.4
BFV425 | 77 | ML123V A14 | ML123V | 14 | BUTTERFLY VALVE,LUG,BARE STEM,CI BODY,ALMN/BRNZ DISC,150 WOG,VITON LINER | 16373.04 | 175 | 1 | 697988603202 | 69798860320 | 16373.04
BFV425 | 70 | ML124B D J | ML124B | 2 | BUTTERFLY VALVE,LUG,BARE STEM,CI BODY,SS DISC,200 WOG,BUNA LINER,DOUBLE DEAD END | 1263.87 | 7.35 | 1 | 697988622753 | 69798862275 | 1263.87
BFV425 | 70 | ML124B D K | ML124B | 2 1/2 | BUTTERFLY VALVE,LUG,BARE STEM,CI BODY,SS DISC,200 WOG,BUNA LINER,DOUBLE DEAD END | 1263.87 | 8.74 | 1 | 697988622760 | 69798862276 | 1263.87
BFV425 | 70 | ML124B D L | ML124B | 3 | BUTTERFLY VALVE,LUG,BARE STEM,CI BODY,SS DISC,200 WOG,BUNA LINER,DOUBLE DEAD END | 1493.65 | 9.6 | 1 | 697988622777 | 69798862277 | 1493.65
BFV425 | 70 | ML124B D N | ML124B | 4 | BUTTERFLY VALVE,LUG,BARE STEM,CI BODY,SS DISC,200 WOG,BUNA LINER,DOUBLE DEAD END | 1871.12 | 16.2 | 1 | 697988622784 | 69798862278 | 1871.12
BFV425 | 70 | ML124B D R | ML124B | 5 | BUTTERFLY VALVE,LUG,BARE STEM,CI BODY,SS DISC,200 WOG,BUNA LINER,DOUBLE DEAD END | 2642.65 | 19.38 | 1 | 697988622791 | 69798862279 | 2642.65
BFV425 | 70 | ML124B D S | ML124B | 6 | BUTTERFLY VALVE,LUG,BARE STEM,CI BODY,SS DISC,200 WOG,BUNA LINER,DOUBLE DEAD END | 2921.74 | 23.7 | 1 | 697988622807 | 69798862280 | 2921.74
BFV425 | 70 | ML124B D U | ML124B | 8 | BUTTERFLY VALVE,LUG,BARE STEM,CI BODY,SS DISC,200 WOG,BUNA LINER,DOUBLE DEAD END | 4653.29 | 38.94 | 1 | 697988622814 | 69798862281 | 4653.29
BFV425 | 70 | ML124B D W | ML124B | 10 | BUTTERFLY VALVE,LUG,BARE STEM,CI BODY,SS DISC,200 WOG,BUNA LINER,DOUBLE DEAD END | 7681.7 | 65.85 | 1 | 697988622821 | 69798862282 | 7681.7
BFV425 | 70 | ML124B DWJ | ML124B | 12 | BUTTERFLY VALVE,LUG,BARE STEM,CI BODY,SS DISC,200 WOG,BUNA LINER,DOUBLE DEAD END | 10455.75 | 91 | 1 | 697988622838 | 69798862283 | 10455.75
BFV425 | 77 | ML124B A14 | ML124B | 14 | BUTTERFLY VALVE,LUG,BARE STEM,CI BODY,SS DISC,150 WOG,BUNA LINER | 11277.7 | 142 | 1 | 697988132719 | 69798813271 | 11277.7
BFV425 | 77 | ML124B A16 | ML124B | 16 | BUTTERFLY VALVE,LUG,BARE STEM,CI BODY,SS DISC,150 WOG,BUNA LINER | 15319.59 | 237 | 1 | 697988132726 | 69798813272 | 15319.59
BFV425 | 77 | ML124B A20 | ML124B | 20 | BUTTERFLY VALVE,LUG,BARE STEM,CI BODY,SS DISC,200 WOG,BUNA LINER | 28219.46 | 376 | 1 | 697988510463 | 69798851046 | 28219.46
BFV425 | 77 | ML124B A24 | ML124B | 24 | BUTTERFLY VALVE,LUG,BARE STEM,CI BODY,SS DISC,150 WOG,BUNA LINER | 44390.26 | 610 | 1 | 697988132733 | 69798813273 | 44390.26
BFV425 | 77 | ML124B -30 | ML124B | 30 | BUTTERFLY VALVE,LUG,BARE STEM,CI BODY,SS DISC,150 WOG,BUNA LINER | 83946.56 | 900 | 1 | 697988132610 | 69798813261 | 83946.56
BFV425 | 70 | ML124B-A A S | ML124BA | 6 | BUTTERFLY VALVE,LUG,BARE STEM,CI BODY,SS DISC,200 WOG,BUNA LINER,EPOXY COATED BODY | 3750.57 | 23.45 | 1 | 697988698130 | 69798869813 | 3750.57
BFV425 | 70 | ML124E D J | ML124E | 2 | BUTTERFLY VALVE,LUG,BARE STEM,CI BODY,SS DISC,200 WOG,EPDM LINER,DOUBLE DEAD END | 1263.87 | 7.24 | 1 | 697988622845 | 69798862284 | 1263.87
BFV425 | 70 | ML124E D K | ML124E | 2 1/2 | BUTTERFLY VALVE,LUG,BARE STEM,CI BODY,SS DISC,200 WOG,EPDM LINER,DOUBLE DEAD END | 1263.87 | 8.81 | 1 | 697988622852 | 69798862285 | 1263.87
BFV425 | 70 | ML124E D L | ML124E | 3 | BUTTERFLY VALVE,LUG,BARE STEM,CI BODY,SS DISC,200 WOG,EPDM LINER,DOUBLE DEAD END | 1493.65 | 9.66 | 1 | 697988622869 | 69798862286 | 1493.65
BFV425 | 70 | ML124E D N | ML124E | 4 | BUTTERFLY VALVE,LUG,BARE STEM,CI BODY,SS DISC,200 WOG,EPDM LINER,DOUBLE DEAD END | 1871.12 | 15.98 | 1 | 697988622876 | 69798862287 | 1871.12
BFV425 | 70 | ML124E D R | ML124E | 5 | BUTTERFLY VALVE,LUG,BARE STEM,CI BODY,SS DISC,200 WOG,EPDM LINER,DOUBLE DEAD END | 2642.65 | 19.41 | 1 | 697988622883 | 69798862288 | 2642.65
BFV425 | 70 | ML124E D S | ML124E | 6 | BUTTERFLY VALVE,LUG,BARE STEM,CI BODY,SS DISC,200 WOG,EPDM LINER,DOUBLE DEAD END | 2921.74 | 23.92 | 1 | 697988622890 | 69798862289 | 2921.74
BFV425 | 70 | ML124E D U | ML124E | 8 | BUTTERFLY VALVE,LUG,BARE STEM,CI BODY,SS DISC,200 WOG,EPDM LINER,DOUBLE DEAD END | 4653.29 | 39.44 | 1 | 697988622906 | 69798862290 | 4653.29
BFV425 | 70 | ML124E D W | ML124E | 10 | BUTTERFLY VALVE,LUG,BARE STEM,CI BODY,SS DISC,200 WOG,EPDM LINER,DOUBLE DEAD END | 7681.7 | 65.2 | 1 | 697988622913 | 69798862291 | 7681.7
BFV425 | 70 | ML124E DWJ | ML124E | 12 | BUTTERFLY VALVE,LUG,BARE STEM,CI BODY,SS DISC,200 WOG,EPDM LINER,DOUBLE DEAD END | 10455.75 | 91.84 | 1 | 697988622920 | 69798862292 | 10455.75
BFV425 | 77 | ML124E A14 | ML124E | 14 | BUTTERFLY VALVE,LUG,BARE STEM,CI BODY,SS DISC,150 WOG,EPDM LINER | 11277.7 | 158 | 1 | 697988132924 | 69798813292 | 11277.7
BFV425 | 77 | ML124E A16 | ML124E | 16 | BUTTERFLY VALVE,LUG,BARE STEM,CI BODY,SS DISC,150 WOG,EPDM LINER | 15319.59 | 237 | 1 | 697988132931 | 69798813293 | 15319.59
BFV425 | 77 | ML124E A18 | ML124E | 18 | BUTTERFLY VALVE,LUG,BARE STEM,CI BODY,SS DISC,150 WOG,EPDM LINER | 20771 | 298 | 1 | 697988132948 | 69798813294 | 20771
BFV425 | 77 | ML124E A20 | ML124E | 20 | BUTTERFLY VALVE,LUG,BARE STEM,CI BODY,SS DISC,150 WOG,EPDM LINER | 28219.46 | 376 | 1 | 697988132955 | 69798813295 | 28219.46
BFV425 | 77 | ML124E A24 | ML124E | 24 | BUTTERFLY VALVE,LUG,BARE STEM,CI BODY,SS DISC,150 WOG,EPDM LINER | 44390.26 | 610 | 1 | 697988132962 | 69798813296 | 44390.26
BFV425 | 77 | ML124E -30 | ML124E | 30 | BUTTERFLY VALVE,LUG,BARE STEM,CI BODY,SS DISC,150 WOG,EPDM LINER | 83946.56 | 900 | 1 | 697988399501 | 69798839950 | 83946.56
BFV425 | 77 | ML124E -36 | ML124E | 36 | BUTTERFLY VALVE,LUG,BARE STEM,CI BODY,SS DISC,150 WOG,EPDM LINER | 130796.62 | 1410 | 1 | 697988570801 | 69798857080 | 130796.62
BFV425 | 70 | ML124E-A A N | ML124EA | 4 | BUTTERFLY VALVE,LUG,BARE STEM,CI BODY,SS DISC,200 WOG,EPDM LINER,EPOXY CTD BODY | 2494.76 | 16.15 | 1 | 697988132993 | 69798813299 | 2494.76
BFV425 | 70 | ML124E-A A U | ML124EA | 8 | BUTTERFLY VALVE,LUG,BARE STEM,CI BODY,SS DISC,200 WOG,EPDM LINER,EPOXY CTD BODY | 5572.4 | 39.14 | 1 | 697988662575 | 69798866257 | 5572.4
BFV425 | 70 | ML124E-DA D L | ML124EDA | 3 | BUTTERFLY VALVE,LUG,BARE STEM,CI BODY,SS DISC,200 WOG,EPDM LINER,DOUBLE DEAD END,ASSEMBLED DRY | 1493.65 | 0 | 1 | 697988747593 | 69798874759 | 1493.65
BFV425 | 70 | ML124H A S | ML124H | 6 | BUTTERFLY VALVE,LUG,BARE STEM,CI BODY,SS DISC,200 WOG,HYPALON LINER | 3414.09 | 23.542 | 1 | 697988692138 | 69798869213 | 3414.09
BFV425 | 70 | ML124NB A J | ML124NB | 2 | BUTTERFLY VALVE,LUG,BARE STEM,CI BODY,SS DISC,200 WOG,BLACK NEOPRENE LINER | 1633.23 | 7.35 | 1 | 697988133037 | 69798813303 | 1633.23
BFV425 | 70 | ML124NB A K | ML124NB | 2 1/2 | BUTTERFLY VALVE,LUG,BARE STEM,CI BODY,SS DISC,200 WOG,BLACK NEOPRENE LINER | 1633.23 | 8.74 | 1 | 697988133044 | 69798813304 | 1633.23
BFV425 | 70 | ML124NB A L | ML124NB | 3 | BUTTERFLY VALVE,LUG,BARE STEM,CI BODY,SS DISC,200 WOG,BLACK NEOPRENE LINER | 1863.01 | 8.032 | 1 | 697988133051 | 69798813305 | 1863.01
BFV425 | 70 | ML124NB A N | ML124NB | 4 | BUTTERFLY VALVE,LUG,BARE STEM,CI BODY,SS DISC,200 WOG,BLACK NEOPRENE LINER | 2240.49 | 18.85 | 1 | 697988133068 | 69798813306 | 2240.49
BFV425 | 70 | ML124NB A S | ML124NB | 6 | BUTTERFLY VALVE,LUG,BARE STEM,CI BODY,SS DISC,200 WOG,BLACK NEOPRENE LINER | 3414.09 | 23.452 | 1 | 697988133082 | 69798813308 | 3414.09
BFV425 | 70 | ML124NB A U | ML124NB | 8 | BUTTERFLY VALVE,LUG,BARE STEM,CI BODY,SS DISC,200 WOG,BLACK NEOPRENE LINER | 5687.41 | 38.76 | 1 | 697988133099 | 69798813309 | 5687.41
BFV425 | 70 | ML124NB A W | ML124NB | 10 | BUTTERFLY VALVE,LUG,BARE STEM,CI BODY,SS DISC,200 WOG,BLACK NEOPRENE LINER | 8830.74 | 65.85 | 1 | 697988133105 | 69798813310 | 8830.74
BFV425 | 70 | ML124NB AWJ | ML124NB | 12 | BUTTERFLY VALVE,LUG,BARE STEM,CI BODY,SS DISC,200 WOG,BLACK NEOPRENE LINER | 12228.48 | 92 | 1 | 697988133112 | 69798813311 | 12228.48
BFV425 | 70 | ML124NW A J | ML124NW | 2 | BUTTERFLY VALVE,LUG,BARE STEM,CI BODY,SS DISC,200 WOG,WHITE NEOPRENE LINER | 1657.82 | 7.35 | 1 | 697988133129 | 69798813312 | 1657.82
BFV425 | 70 | ML124NW A K | ML124NW | 2 1/2 | BUTTERFLY VALVE,LUG,BARE STEM,CI BODY,SS DISC,200 WOG,WHITE NEOPRENE LINER | 1657.82 | 8.74 | 1 | 697988133136 | 69798813313 | 1657.82
BFV425 | 70 | ML124NW A L | ML124NW | 3 | BUTTERFLY VALVE,LUG,BARE STEM,CI BODY,SS DISC,200 WOG,WHITE NEOPRENE LINER | 1887.56 | 8.032 | 1 | 697988133143 | 69798813314 | 1887.56
BFV425 | 70 | ML124NW A N | ML124NW | 4 | BUTTERFLY VALVE,LUG,BARE STEM,CI BODY,SS DISC,200 WOG,WHITE NEOPRENE LINER | 2265.04 | 16.2 | 1 | 697988133150 | 69798813315 | 2265.04
BFV425 | 70 | ML124NW A S | ML124NW | 6 | BUTTERFLY VALVE,LUG,BARE STEM,CI BODY,SS DISC,200 WOG,WHITE NEOPRENE LINER | 3512.75 | 24 | 1 | 697988133174 | 69798813317 | 3512.75
BFV425 | 70 | ML124NW A U | ML124NW | 8 | BUTTERFLY VALVE,LUG,BARE STEM,CI BODY,SS DISC,200 WOG,WHITE NEOPRENE LINER | 5785.89 | 38.76 | 1 | 697988133181 | 69798813318 | 5785.89
BFV425 | 70 | ML124NW A W | ML124NW | 10 | BUTTERFLY VALVE,LUG,BARE STEM,CI BODY,SS DISC,200 WOG,WHITE NEOPRENE LINER | 8970.22 | 65.85 | 1 | 697988133198 | 69798813319 | 8970.22
BFV425 | 70 | ML124NW AWJ | ML124NW | 12 | BUTTERFLY VALVE,LUG,BARE STEM,CI BODY,SS DISC,200 WOG,WHITE NEOPRENE LINER | 12335.07 | 92 | 1 | 697988133204 | 69798813320 | 12335.07
BFV425 | 70 | ML124T A J | ML124T | 2 | BUTTERFLY VALVE,LUG,BARE STEM,CI BODY,SS DISC,200 WOG,TEFLON LINER | 3980.45 | 7.45 | 1 | 697988133211 | 69798813321 | 3980.45
BFV425 | 70 | ML124T A K | ML124T | 2 1/2 | BUTTERFLY VALVE,LUG,BARE STEM,CI BODY,SS DISC,200 WOG,TEFLON LINER | 4374.46 | 9.19 | 1 | 697988133228 | 69798813322 | 4374.46
BFV425 | 70 | ML124T A L | ML124T | 3 | BUTTERFLY VALVE,LUG,BARE STEM,CI BODY,SS DISC,200 WOG,TEFLON LINER | 4702.56 | 9.76 | 1 | 697988133235 | 69798813323 | 4702.56
BFV425 | 70 | ML124T A N | ML124T | 4 | BUTTERFLY VALVE,LUG,BARE STEM,CI BODY,SS DISC,200 WOG,TEFLON LINER | 5580.65 | 15.36 | 1 | 697988133242 | 69798813324 | 5580.65
BFV425 | 70 | ML124T A S | ML124T | 6 | BUTTERFLY VALVE,LUG,BARE STEM,CI BODY,SS DISC,200 WOG,TEFLON LINER | 7854.09 | 24.34 | 1 | 697988133259 | 69798813325 | 7854.09
BFV425 | 70 | ML124T A U | ML124T | 8 | BUTTERFLY VALVE,LUG,BARE STEM,CI BODY,SS DISC,200 WOG,TEFLON LINER | 11916.49 | 38.76 | 1 | 697988133266 | 69798813326 | 11916.49
BFV425 | 70 | ML124T A W | ML124T | 10 | BUTTERFLY VALVE,LUG,BARE STEM,CI BODY,SS DISC,200 WOG,TEFLON LINER | 16134.87 | 65.85 | 1 | 697988133273 | 69798813327 | 16134.87
BFV425 | 70 | ML124T AWJ | ML124T | 12 | BUTTERFLY VALVE,LUG,BARE STEM,CI BODY,SS DISC,200 WOG,TEFLON LINER | 21576.31 | 92 | 1 | 697988133280 | 69798813328 | 21576.31
BFV425 | 70 | ML124V A J | ML124V | 2 | BUTTERFLY VALVE,LUG,BARE STEM,CI BODY,SS DISC,200 WOG,VITON LINER | 2256.83 | 7.15 | 1 | 697988133389 | 69798813338 | 2256.83
BFV425 | 70 | ML124V A K | ML124V | 2 1/2 | BUTTERFLY VALVE,LUG,BARE STEM,CI BODY,SS DISC,200 WOG,VITON LINER | 2256.83 | 9.5 | 1 | 697988133396 | 69798813339 | 2256.83
BFV425 | 70 | ML124V A L | ML124V | 3 | BUTTERFLY VALVE,LUG,BARE STEM,CI BODY,SS DISC,200 WOG,VITON LINER | 2486.62 | 10 | 1 | 697988133402 | 69798813340 | 2486.62
BFV425 | 70 | ML124V A N | ML124V | 4 | BUTTERFLY VALVE,LUG,BARE STEM,CI BODY,SS DISC,200 WOG,VITON LINER | 3069.38 | 15.45 | 1 | 697988133419 | 69798813341 | 3069.38
BFV425 | 70 | ML124V A R | ML124V | 5 | BUTTERFLY VALVE,LUG,BARE STEM,CI BODY,SS DISC,200 WOG,VITON LINER | 4390.79 | 20 | 1 | 697988133426 | 69798813342 | 4390.79
BFV425 | 70 | ML124V A S | ML124V | 6 | BUTTERFLY VALVE,LUG,BARE STEM,CI BODY,SS DISC,200 WOG,VITON LINER | 4710.82 | 24.36 | 1 | 697988133433 | 69798813343 | 4710.82
BFV425 | 70 | ML124V A U | ML124V | 8 | BUTTERFLY VALVE,LUG,BARE STEM,CI BODY,SS DISC,200 WOG,VITON LINER | 7780.26 | 44.52 | 1 | 697988133440 | 69798813344 | 7780.26
BFV425 | 70 | ML124V A W | ML124V | 10 | BUTTERFLY VALVE,LUG,BARE STEM,CI BODY,SS DISC,200 WOG,VITON LINER | 11325.64 | 70 | 1 | 697988133457 | 69798813345 | 11325.64
BFV425 | 70 | ML124V AWJ | ML124V | 12 | BUTTERFLY VALVE,LUG,BARE STEM,CI BODY,SS DISC,200 WOG,VITON LINER | 14986.05 | 92 | 1 | 697988133464 | 69798813346 | 14986.05
BFV425 | 77 | ML124V A14 | ML124V | 14 | BUTTERFLY VALVE,LUG,BARE STEM,CI BODY,SS DISC,150 WOG,VITON LINER | 19101.79 | 142 | 1 | 697988326484 | 69798832648 | 19101.79
BFV425 | 77 | ML124V A16 | ML124V | 16 | BUTTERFLY VALVE,LUG,BARE STEM,CI BODY,SS DISC,150 WOG,VITON LINER | 27280.56 | 236 | 1 | 697988133471 | 69798813347 | 27280.56
BFV425 | 77 | ML124V A18 | ML124V | 18 | BUTTERFLY VALVE,LUG,BARE STEM,CI BODY,SS DISC,150 WOG,VITON LINER | 34320.82 | 298 | 1 | 697988326491 | 69798832649 | 34320.82
BFV425 | 77 | ML124V A20 | ML124V | 20 | BUTTERFLY VALVE,LUG,BARE STEM,CI BODY,SS DISC,150 WOG,VITON LINER | 46288.77 | 376 | 1 | 697988326507 | 69798832650 | 46288.77
BFV425 | 77 | ML124V A24 | ML124V | 24 | BUTTERFLY VALVE,LUG,BARE STEM,CI BODY,SS DISC,150 WOG,VITON LINER | 69179.62 | 610 | 1 | 697988326514 | 69798832651 | 69179.62
BFV425 | 70 | ML127B A J | ML127B | 2 | BUTTERFLY VALVE,LUG,BARE STEM,CI BODY,NYLON CTD DI DISC,200 WOG,BUNA LINER | 960.18 | 7.35 | 1 | 697988133495 | 69798813349 | 960.18
BFV425 | 70 | ML127B A K | ML127B | 2 1/2 | BUTTERFLY VALVE,LUG,BARE STEM,CI BODY,NYLON CTD DI DISC,200 WOG,BUNA LINER | 960.18 | 8.74 | 1 | 697988133501 | 69798813350 | 960.18
BFV425 | 70 | ML127B A L | ML127B | 3 | BUTTERFLY VALVE,LUG,BARE STEM,CI BODY,NYLON CTD DI DISC,200 WOG,BUNA LINER | 1083.23 | 8.032 | 1 | 697988133518 | 69798813351 | 1083.23
BFV425 | 70 | ML127B A N | ML127B | 4 | BUTTERFLY VALVE,LUG,BARE STEM,CI BODY,NYLON CTD DI DISC,200 WOG,BUNA LINER | 1321.41 | 16.2 | 1 | 697988133525 | 69798813352 | 1321.41
BFV425 | 70 | ML127B A R | ML127B | 5 | BUTTERFLY VALVE,LUG,BARE STEM,CI BODY,NYLON CTD DI DISC,200 WOG,BUNA LINER | 1895.87 | 19.38 | 1 | 697988133532 | 69798813353 | 1895.87
BFV425 | 70 | ML127B A S | ML127B | 6 | BUTTERFLY VALVE,LUG,BARE STEM,CI BODY,NYLON CTD DI DISC,200 WOG,BUNA LINER | 2273.48 | 23.452 | 1 | 697988133549 | 69798813354 | 2273.48
BFV425 | 70 | ML127B A U | ML127B | 8 | BUTTERFLY VALVE,LUG,BARE STEM,CI BODY,NYLON CTD DI DISC,200 WOG,BUNA LINER | 3102.28 | 38.76 | 1 | 697988133556 | 69798813355 | 3102.28
BFV425 | 70 | ML127B A W | ML127B | 10 | BUTTERFLY VALVE,LUG,BARE STEM,CI BODY,NYLON CTD DI DISC,200 WOG,BUNA LINER | 4390.82 | 65.85 | 1 | 697988133563 | 69798813356 | 4390.82
BFV425 | 70 | ML127B AWJ | ML127B | 12 | BUTTERFLY VALVE,LUG,BARE STEM,CI BODY,NYLON CTD DI DISC,200 WOG,BUNA LINER | 5835.16 | 92 | 1 | 697988133570 | 69798813357 | 5835.16
BFV425 | 70 | ML127E A J | ML127E | 2 | BUTTERFLY VALVE,LUG,BARE STEM,CI BODY,NYLON CTD DI DISC,200 WOG,EPDM LINER | 960.18 | 7.35 | 1 | 697988133587 | 69798813358 | 960.18
BFV425 | 70 | ML127E A K | ML127E | 2 1/2 | BUTTERFLY VALVE,LUG,BARE STEM,CI BODY,NYLON CTD DI DISC,200 WOG,EPDM LINER | 960.18 | 8.74 | 1 | 697988133594 | 69798813359 | 960.18
BFV425 | 70 | ML127E A L | ML127E | 3 | BUTTERFLY VALVE,LUG,BARE STEM,CI BODY,NYLON CTD DI DISC,200 WOG,EPDM LINER | 1083.23 | 9.42 | 1 | 697988133600 | 69798813360 | 1083.23
BFV425 | 70 | ML127E A N | ML127E | 4 | BUTTERFLY VALVE,LUG,BARE STEM,CI BODY,NYLON CTD DI DISC,200 WOG,EPDM LINER | 1321.41 | 17 | 1 | 697988133617 | 69798813361 | 1321.41
BFV425 | 70 | ML127E A R | ML127E | 5 | BUTTERFLY VALVE,LUG,BARE STEM,CI BODY,NYLON CTD DI DISC,200 WOG,EPDM LINER | 1895.87 | 20 | 1 | 697988133624 | 69798813362 | 1895.87
BFV425 | 70 | ML127E A S | ML127E | 6 | BUTTERFLY VALVE,LUG,BARE STEM,CI BODY,NYLON CTD DI DISC,200 WOG,EPDM LINER | 2273.48 | 24 | 1 | 697988133631 | 69798813363 | 2273.48
BFV425 | 70 | ML127E A U | ML127E | 8 | BUTTERFLY VALVE,LUG,BARE STEM,CI BODY,NYLON CTD DI DISC,200 WOG,EPDM LINER | 3102.28 | 37.85 | 1 | 697988133648 | 69798813364 | 3102.28
BFV425 | 70 | ML127E A W | ML127E | 10 | BUTTERFLY VALVE,LUG,BARE STEM,CI BODY,NYLON CTD DI DISC,200 WOG,EPDM LINER | 4390.82 | 70 | 1 | 697988133655 | 69798813365 | 4390.82
BFV425 | 70 | ML127E AWJ | ML127E | 12 | BUTTERFLY VALVE,LUG,BARE STEM,CI BODY,NYLON CTD DI DISC,200 WOG,EPDM LINER | 5835.16 | 92 | 1 | 697988133662 | 69798813366 | 5835.16
BFV425 | 70 | ML127NBS A K | ML127NBS | 2 1/2 | BUTTERFLY VALVE,LUG,BARE STEM,CI BODY,NYLON CTD DI DISC,200 WOG,BLACK NEOPRENE LINER,316 SS STEM | 1485.46 | 8.74 | 1 | 697988326200 | 69798832620 | 1485.46
BFV425 | 70 | ML127NBS A L | ML127NBS | 3 | BUTTERFLY VALVE,LUG,BARE STEM,CI BODY,NYLON CTD DI DISC,200 WOG,BLACK NEOPRENE LINER,316 SS STEM | 1624.95 | 8.032 | 1 | 697988326217 | 69798832621 | 1624.95
BFV425 | 70 | ML127NBS A N | ML127NBS | 4 | BUTTERFLY VALVE,LUG,BARE STEM,CI BODY,NYLON CTD DI DISC,200 WOG,BLACK NEOPRENE LINER,316 SS STEM | 1895.9 | 16.2 | 1 | 697988326224 | 69798832622 | 1895.9
BFV425 | 70 | ML127NBS A S | ML127NBS | 6 | BUTTERFLY VALVE,LUG,BARE STEM,CI BODY,NYLON CTD DI DISC,200 WOG,BLACK NEOPRENE LINER,316 SS STEM | 3044.93 | 23.452 | 1 | 697988326248 | 69798832624 | 3044.93
BFV425 | 70 | ML127NBS A U | ML127NBS | 8 | BUTTERFLY VALVE,LUG,BARE STEM,CI BODY,NYLON CTD DI DISC,200 WOG,BLACK NEOPRENE LINER,316 SS STEM | 4530.25 | 38.76 | 1 | 697988326255 | 69798832625 | 4530.25
BFV425 | 70 | ML127NBS A W | ML127NBS | 10 | BUTTERFLY VALVE,LUG,BARE STEM,CI BODY,NYLON CTD DI DISC,200 WOG,BLACK NEOPRENE LINER,316 SS STEM | 6294.95 | 70 | 1 | 697988326262 | 69798832626 | 6294.95
BFV425 | 70 | ML127NBS AWJ | ML127NBS | 12 | BUTTERFLY VALVE,LUG,BARE STEM,CI BODY,NYLON CTD DI DISC,200 WOG,BLACK NEOPRENE LINER,316 SS STEM | 8789.66 | 92 | 1 | 697988326279 | 69798832627 | 8789.66
BFV425 | 70 | ML128E A N | ML128E | 4 | BUTTERFLY VALVE,LUG,BARE STEM,CI BODY,EPOXY CTD DI DISC,200 WOG,EPDM LINER | 1288.43 | 16.2 | 1 | 697988373242 | 69798837324 | 1288.43
BFV425 | 71 | ML132B D K | ML132B | 2 1/2 | BUTTERFLY VALVE,LUG,BARE STEM,DI BODY,NCKL PLTD DI DISC,200 WOG,BUNA LINER,DOUBLE DEAD END | 927.4 | 9 | 1 | 697988673465 | 69798867346 | 927.4
BFV425 | 71 | ML132B D L | ML132B | 3 | BUTTERFLY VALVE,LUG,BARE STEM,DI BODY,NCKL PLTD DI DISC,200 WOG,BUNA LINER,DOUBLE DEAD END | 1058.7 | 0 | 1 | 697988746343 | 69798874634 | 1058.7
BFV425 | 71 | ML132B D N | ML132B | 4 | BUTTERFLY VALVE,LUG,BARE STEM,DI BODY,NI PLTD DI DISC,200 WOG,BUNA LINER,DDE,NSF/ANSI 372 & 61 | 1304.92 | 0 | 1 | 697988738386 | 69798873838 | 1304.92
BFV425 | 71 | ML132B D S | ML132B | 6 | BUTTERFLY VALVE,LUG,BARE STEM,DI BODY,NCKL PLTD DI DISC,200 WOG,BUNA LINER,DOUBLE DEAD END | 2215.9 | 0 | 1 | 697988758315 | 69798875831 | 2215.9
BFV425 | 71 | ML132B D U | ML132B | 8 | BUTTERFLY VALVE,LUG,BARE STEM,DI BODY,NCKL PLTD DI DISC,200 WOG,BUNA LINER,DOUBLE DEAD END | 2971.05 | 0 | 1 | 697988758322 | 69798875832 | 2971.05
BFV425 | 71 | ML132B D W | ML132B | 10 | BUTTERFLY VALVE,LUG,BARE STEM,DI BODY,NICKEL PLTD DI DISC,200 WOG,BUNA LINER,DOUBLE DEAD END | 4210.22 | 0 | 1 | 697988758339 | 69798875833 | 4210.22
BFV425 | 71 | ML132B DWJ | ML132B | 12 | BUTTERFLY VALVE,LUG,BARE STEM,DI BODY,NICKEL PLTD DI DISC,200 WOG,BUNA LINER,DOUBLE DEAD END | 5383.6 | 0 | 1 | 697988758346 | 69798875834 | 5383.6
BFV425 | 71 | ML132B A18 | ML132B | 18 | BUTTERFLY VALVE,LUG,BARE STEM,DI BODY,NCKL PLTD DI DISC,150 WOG,BUNA LINER | 13550.48 | 298 | 1 | 697988535176 | 69798853517 | 13550.48
BFV425 | 72 | ML132E A14 | ML132E | 14 | BUTTERFLY VALVE,LUG,BARE STEM,DI BODY,NCKL PLTD DI DISC,150 WOG,EPDM LINER | 7539.36 | 175 | 1 | 697988134140 | 69798813414 | 7539.36
BFV425 | 72 | ML132E A16 | ML132E | 16 | BUTTERFLY VALVE,LUG,BARE STEM,DI BODY,NCKL PLTD DI DISC,150 WOG,EPDM LINER | 10806.12 | 237 | 1 | 697988134157 | 69798813415 | 10806.12
BFV425 | 72 | ML132E A20 | ML132E | 20 | BUTTERFLY VALVE,LUG,BARE STEM,DI BODY,NCKL PLTD DI DISC,150 WOG,EPDM LINER | 17589.26 | 376 | 1 | 697988587199 | 69798858719 | 17589.26
BFV425 | 72 | ML132E A24 | ML132E | 24 | BUTTERFLY VALVE,LUG,BARE STEM,DI BODY,NCKL PLTD DI DISC,150 WOG,EPDM LINER | 29299.75 | 610 | 1 | 697988497634 | 69798849763 | 29299.75
BFV425 | 72 | ML132E -30 | ML132E | 30 | BUTTERFLY VALVE,LUG,BARE STEM,DI BODY,NCKL PLTD DI DISC,200 WOG,BUNA LINER | 68610.47 | 900 | 1 | 697988587212 | 69798858721 | 68610.47
BFV425 | 71 | ML132E-A A S | ML132EA | 6 | BUTTERFLY VALVE,LUG,BARE STEM,DI BODY,NCKL PLTD DI DISC,200 WOG,EPDM LINER,EPOXY COATED BODY | 3044.75 | 24.4 | 1 | 697988696983 | 69798869698 | 3044.75
BFV425 | 71 | ML132E-A A U | ML132EA | 8 | BUTTERFLY VALVE,LUG,BARE STEM,DI BODY,NCKL PLTD DI DISC,200 WOG,EPDM LINER,EPOXY COATED BODY | 3890.11 | 38 | 1 | 697988696990 | 69798869699 | 3890.11
BFV425 | 71 | ML132V A J | ML132V | 2 | BUTTERFLY VALVE,LUG,BARE STEM,DI BODY,NCKL PLTD DI DISC,200 WOG,VITON LINER | 1920.32 | 8 | 1 | 697988134348 | 69798813434 | 1920.32
BFV425 | 71 | ML132V A K | ML132V | 2 1/2 | BUTTERFLY VALVE,LUG,BARE STEM,DI BODY,NCKL PLTD DI DISC,200 WOG,VITON LINER | 1920.32 | 9.5 | 1 | 697988134355 | 69798813435 | 1920.32
BFV425 | 71 | ML132V A L | ML132V | 3 | BUTTERFLY VALVE,LUG,BARE STEM,DI BODY,NCKL PLTD DI DISC,200 WOG,VITON LINER | 2051.61 | 10 | 1 | 697988134362 | 69798813436 | 2051.61
BFV425 | 71 | ML132V A N | ML132V | 4 | BUTTERFLY VALVE,LUG,BARE STEM,DI BODY,NCKL PLTD DI DISC,200 WOG,VITON LINER | 2503.16 | 16.3 | 1 | 697988134379 | 69798813437 | 2503.16
BFV425 | 71 | ML132V A R | ML132V | 5 | BUTTERFLY VALVE,LUG,BARE STEM,DI BODY,NCKL PLTD DI DISC,200 WOG,VITON LINER | 3578.36 | 20 | 1 | 697988134386 | 69798813438 | 3578.36
BFV425 | 71 | ML132V A S | ML132V | 6 | BUTTERFLY VALVE,LUG,BARE STEM,DI BODY,NCKL PLTD DI DISC,200 WOG,VITON LINER | 4005 | 24.06 | 1 | 697988134393 | 69798813439 | 4005
BFV425 | 71 | ML132V A U | ML132V | 8 | BUTTERFLY VALVE,LUG,BARE STEM,DI BODY,NCKL PLTD DI DISC,200 WOG,VITON LINER | 6097.95 | 38 | 1 | 697988134409 | 69798813440 | 6097.95
BFV425 | 71 | ML132V A W | ML132V | 10 | BUTTERFLY VALVE,LUG,BARE STEM,DI BODY,NCKL PLTD DI DISC,200 WOG,VITON LINER | 7854.13 | 70 | 1 | 697988134416 | 69798813441 | 7854.13
BFV425 | 71 | ML132V AWJ | ML132V | 12 | BUTTERFLY VALVE,LUG,BARE STEM,DI BODY,NCKL PLTD DI DISC,200 WOG,VITON LINER | 10111.17 | 92 | 1 | 697988134423 | 69798813442 | 10111.17
BFV425 | 71 | ML132V A14 | ML132V | 14 | BUTTERFLY VALVE,LUG,BARE STEM,DI BODY,NCKL PLTD DI DISC,150 WOG,VITON LINER | 14556.34 | 175 | 1 | 697988669536 | 69798866953 | 14556.34
BFV425 | 71 | ML133B D J | ML133B | 2 | BUTTERFLY VALVE,LUG,BARE STEM,DI BODY,ALMN/BRNZ DISC,200 WOG,BUNA LINER,DDE,NSF/ANSI 372 & 61 | 1009.4 | 0 | 1 | 697988737822 | 69798873782 | 1009.4
BFV425 | 71 | ML133B D N | ML133B | 4 | BUTTERFLY VALVE,LUG,BARE STEM,DI BODY,ALMN/BRNZ DISC,200 WOG,BUNA LINER,DDE,NSF/ANSI 372 & 61 | 1452.72 | 15.55 | 1 | 697988737839 | 69798873783 | 1452.72
BFV425 | 71 | ML133B D S | ML133B | 6 | BUTTERFLY VALVE,LUG,BARE STEM,DI BODY,ALMN/BRNZ DISC,200 WOG,BUNA LINER,DOUBLE DEAD END | 2462 | 23.74 | 1 | 697988713901 | 69798871390 | 2462
BFV425 | 71 | ML133B D U | ML133B | 8 | BUTTERFLY VALVE,LUG,BARE STEM,DI BODY,ALMN/BRNZ DISC,200 WOG,BUNA LINER,DOUBLE DEAD END | 3561.88 | 38.15 | 1 | 697988706286 | 69798870628 | 3561.88
BFV425 | 71 | ML133B DWJ | ML133B | 12 | BUTTERFLY VALVE,LUG,BARE STEM,DI BODY,ALMN/BRNZ DISC,200 WOG,BUNA LINER,DOUBLE DEAD END | 7066.19 | 92 | 1 | 697988702776 | 69798870277 | 7066.19
BFV425 | 72 | ML133B A14 | ML133B | 14 | BUTTERFLY VALVE,LUG,BARE STEM,DI BODY,ALMN/BRNZ DISC,150 WOG,BUNA LINER | 9527.45 | 0 | 1 | 697988761148 | 69798876114 | 9527.45
BFV425 | 72 | ML133B A16 | ML133B | 16 | BUTTERFLY VALVE,LUG,BARE STEM,DI BODY,ALMN/BRNZ DISC,150 WOG,BUNA LINER | 13145.17 | 237 | 1 | 697988589773 | 69798858977 | 13145.17
BFV425 | 72 | ML133B A18 | ML133B | 18 | BUTTERFLY VALVE,LUG,BARE STEM,DI BODY,ALMN/BRNZ DISC,150 WOG,BUNA LINER | 17090.25 | 269 | 1 | 697988637702 | 69798863770 | 17090.25
BFV425 | 72 | ML133B A20 | ML133B | 20 | BUTTERFLY VALVE,LUG,BARE STEM,DI BODY,ALMN/BRNZ DISC,150 WOG,BUNA LINER | 22126.91 | 376 | 1 | 697988134614 | 69798813461 | 22126.91
BFV425 | 72 | ML133B A24 | ML133B | 24 | BUTTERFLY VALVE,LUG,BARE STEM,DI BODY,ALMN/BRNZ DISC,150 WOG,BUNA LINER | 38265.9 | 0 | 1 | 697988761155 | 69798876115 | 38265.9
BFV425 | 72 | ML133BS A16 | ML133BS | 16 | BUTTERFLY VALVE,LUG,BARE STEM,DI BODY,ALMN/BRNZ DISC,150 WOG,BUNA LINER,316 SS STEM | 15763.23 | 216 | 1 | 697988628809 | 69798862880 | 15763.23
BFV425 | 71 | ML133E D J | ML133E | 2 | BUTTERFLY VALVE,LUG,BARE STEM,DI BODY,ALMN/BRNZ DISC,200 WOG,EPDM LINER,DDE,NSF/ANSI 372 & 61 | 1009.4 | 7.16 | 1 | 697988628892 | 69798862889 | 1009.4
BFV425 | 71 | ML133E D K | ML133E | 2 1/2 | BUTTERFLY VALVE,LUG,BARE STEM,DI BODY,ALMN/BRNZ DISC,200 WOG,EPDM LINER,DDE,NSF/ANSI 372 & 61 | 1009.4 | 8.98 | 1 | 697988628908 | 69798862890 | 1009.4
BFV425 | 71 | ML133E D L | ML133E | 3 | BUTTERFLY VALVE,LUG,BARE STEM,DI BODY,ALMN/BRNZ DISC,200 WOG,EPDM LINER,DDE,NSF/ANSI 372 & 61 | 1124.32 | 9.3 | 1 | 697988628915 | 69798862891 | 1124.32
BFV425 | 71 | ML133E D N | ML133E | 4 | BUTTERFLY VALVE,LUG,BARE STEM,DI BODY,ALMN/BRNZ DISC,200 WOG,EPDM LINER,DDE,NSF/ANSI 372 & 61 | 1452.72 | 15.368 | 1 | 697988628922 | 69798862892 | 1452.72
BFV425 | 71 | ML133E D R | ML133E | 5 | BUTTERFLY VALVE,LUG,BARE STEM,DI BODY,ALMN/BRNZ DISC,200 WOG,EPDM LINER,DDE,NSF/ANSI 372 & 61 | 2166.54 | 19.64 | 1 | 697988628939 | 69798862893 | 2166.54
BFV425 | 71 | ML133E D S | ML133E | 6 | BUTTERFLY VALVE,LUG,BARE STEM,DI BODY,ALMN/BRNZ DISC,200 WOG,EPDM LINER,DDE,NSF/ANSI 372 & 61 | 2462 | 23.16 | 1 | 697988628946 | 69798862894 | 2462
BFV425 | 71 | ML133E D U | ML133E | 8 | BUTTERFLY VALVE,LUG,BARE STEM,DI BODY,ALMN/BRNZ DISC,200 WOG,EPDM LINER,DDE,NSF/ANSI 372 & 61 | 3561.88 | 38.15 | 1 | 697988628953 | 69798862895 | 3561.88
BFV425 | 71 | ML133E D W | ML133E | 10 | BUTTERFLY VALVE,LUG,BARE STEM,DI BODY,ALMN/BRNZ DISC,200 WOG,EPDM LINER,DDE,NSF/ANSI 372 & 61 | 4743.72 | 62.4 | 1 | 697988628960 | 69798862896 | 4743.72
BFV425 | 71 | ML133E DWJ | ML133E | 12 | BUTTERFLY VALVE,LUG,BARE STEM,DI BODY,ALMN/BRNZ DISC,200 WOG,EPDM LINER,DDE,NSF/ANSI 372 & 61 | 7066.19 | 92 | 1 | 697988628977 | 69798862897 | 7066.19
BFV425 | 72 | ML133E A14 | ML333E | 14 | BUTTERFLY VALVE,LUG,BARE STEM,DI BODY,ALMN/BRNZ DISC,200 WOG,EPDM LINER,NSF/ANSI 372 & 61 | 9527.45 | 190 | 1 | 697988713420 | 69798871342 | 9527.45
BFV425 | 72 | ML133E A16 | ML133E | 16 | BUTTERFLY VALVE,LUG,BARE STEM,DI BODY,ALMN/BRNZ DISC,200 WOG,EPDM LINER,NSF/ANSI 372 & 61 | 13145.17 | 237 | 1 | 697988665347 | 69798866534 | 13145.17
BFV425 | 72 | ML133E A18 | ML133E | 18 | BUTTERFLY VALVE,LUG,BARE STEM,DI BODY,ALMN/BRNZ DISC,200 WOG,EPDM LINER,NSF/ANSI 372 & 61 | 17090.25 | 298 | 1 | 697988506114 | 69798850611 | 17090.25
BFV425 | 72 | ML133E A20 | ML133E | 20 | BUTTERFLY VALVE,LUG,BARE STEM,DI BODY,ALMN/BRNZ DISC,200 WOG,EPDM LINER,NSF/ANSI 372 & 61 | 22126.91 | 376 | 1 | 697988134898 | 69798813489 | 22126.91
BFV425 | 72 | ML133E A24 | ML133E | 24 | BUTTERFLY VALVE,LUG,BARE STEM,DI BODY,ALMN/BRNZ DISC,200 WOG,EPDM LINER,NSF/ANSI 372 & 61 | 38265.9 | 610 | 1 | 697988365032 | 69798836503 | 38265.9
BFV425 | 72 | ML133E -30 | ML133E | 30 | BUTTERFLY VALVE,LUG,BARE STEM,DI BODY,ALMN/BRNZ DISC,150 WOG,EPDM LINER | 89661.48 | 610 | 1 | 697988712430 | 69798871243 | 89661.48
BFV425 | 71 | ML133E-A A U | ML133EA | 8 | BUTTERFLY VALVE,LUG,BARE STEM,DI BODY,ALMN/BRNZ DISC,200 WOG,EPDM LINER,EPOXY CTD BODY | 4480.92 | 38.2 | 1 | 697988378933 | 69798837893 | 4480.92
BFV425 | 71 | ML133E-A A W | ML133EA | 10 | BUTTERFLY VALVE,LUG,BARE STEM,DI BODY,ALMN/BRNZ DISC,200 WOG,EPDM LINER,EPOXY CTD BODY | 5859.86 | 62.12 | 1 | 697988378940 | 69798837894 | 5859.86
BFV425 | 71 | ML133E-A AWJ | ML133EA | 12 | BUTTERFLY VALVE,LUG,BARE STEM,DI BODY,ALMN/BRNZ DISC,200 WOG,EPDM LINER,EPOXY CTD BODY | 8600.81 | 92 | 1 | 697988378957 | 69798837895 | 8600.81
BFV425 | 72 | ML133E-A A14 | ML133EA | 14 | BUTTERFLY VALVE,LUG,BARE STEM,DI BODY,ALMN/BRNZ DISC,150 WOG,EPDM LINER,EPOXY CTD BODY | 11389.22 | 175 | 1 | 697988378964 | 69798837896 | 11389.22
BFV425 | 72 | ML133E-A A16 | ML133EA | 16 | BUTTERFLY VALVE,LUG,BARE STEM,DI BODY,ALMN/BRNZ DISC,150 WOG,EPDM LINER,EPOXY CTD BODY | 15006.88 | 237 | 1 | 697988378971 | 69798837897 | 15006.88
BFV425 | 71 | ML133ES D U | ML133ES | 8 | BUTTERFLY VALVE,LUG,BARE STEM,DI BODY,ALMN/BRNZ DISC,200 WOG,EPDM LINER,316 SS STEM | 3955.74 | 38.9 | 1 | 697988700017 | 69798870001 | 3955.74
BFV425 | 72 | ML133ES A14 | ML133ES | 14 | BUTTERFLY VALVE,LUG,BARE STEM,DI BODY,ALMN/BRNZ DISC,150 WOG,EPDM LINER,316 SS STEM | 11899.2 | 175 | 1 | 697988700000 | 69798870000 | 11899.2
BFV425 | 71 | ML133ES-A A U | ML133ESA | 8 | BUTTERFLY VALVE,LUG,BARE STEM,DI BODY,ALMN/BRNZ DISC,200 WOG,EPDM LINER,316 SS STEM,EPOXY COATED BDY | 4874.9 | 38 | 1 | 697988720299 | 69798872029 | 4874.9
BFV425 | 71 | ML133ES-A A W | ML133ESA | 10 | BUTTERFLY VALVE,LUG,BARE STEM,DI BODY,ALMN/BRNZ DISC,200 WOG,EPDM LINER,316 SS STEM,EPOXY COATED BDY | 6614.94 | 59.234 | 1 | 697988720282 | 69798872028 | 6614.94
BFV425 | 71 | ML133ES-A AWJ | ML133ESA | 12 | BUTTERFLY VALVE,LUG,BARE STEM,DI BODY,ALMN/BRNZ DISC,200 WOG,EPDM LINER,316 SS STEM,EPOXY COATED | 9782.57 | 92 | 1 | 697988713390 | 69798871339 | 9782.57
BFV425 | 72 | ML133ES-A A14 | ML133ESA | 14 | BUTTERFLY VALVE,LUG,BARE STEM,DI BODY,ALMN/BRNZ DISC,150 WOG,EPDM LINER,316 SS STEM,EPOXY COATED | 13760.97 | 175 | 1 | 697988713406 | 69798871340 | 13760.97
BFV425 | 72 | ML133ES-A A16 | ML133ESA | 16 | BUTTERFLY VALVE,LUG,BARE STEM,DI BODY,ALMN/BRNZ DISC,150 WOG,EPDM LINER,316 SS STEM,EPOXY COATED | 17624.93 | 237 | 1 | 697988713413 | 69798871341 | 17624.93
BFV425 | 72 | ML133ES-A A18 | ML133ESA | 18 | BUTTERFLY VALVE,LUG,BARE STEM,DI BODY,ALMN/BRNZ DISC,150 WOG,EPDM LINER,316 SS STEM,EPOXY COATED | 23006.17 | 298 | 1 | 697988713383 | 69798871338 | 23006.17
BFV425 | 72 | ML133ES-A A24 | ML133ESA | 24 | BUTTERFLY VALVE,LUG,BARE STEM,DI BODY,ALMN/BRNZ DISC,150 WOG,EPDM LINER,316 SS STEM,EPOXY COATED | 46742.54 | 650 | 1 | 697988713376 | 69798871337 | 46742.54
BFV425 | 71 | ML133V A J | ML133V | 2 | BUTTERFLY VALVE,LUG,BARE STEM,DI BODY,ALMN/BRNZ DISC,200 WOG,VITON LINER | 2002.37 | 8 | 1 | 697988135086 | 69798813508 | 2002.37
BFV425 | 71 | ML133V A K | ML133V | 2 1/2 | BUTTERFLY VALVE,LUG,BARE STEM,DI BODY,ALMN/BRNZ DISC,200 WOG,VITON LINER | 2002.37 | 9.5 | 1 | 697988135093 | 69798813509 | 2002.37
BFV425 | 71 | ML133V A L | ML133V | 3 | BUTTERFLY VALVE,LUG,BARE STEM,DI BODY,ALMN/BRNZ DISC,200 WOG,VITON LINER | 2117.31 | 10 | 1 | 697988135109 | 69798813510 | 2117.31
BFV425 | 71 | ML133V A N | ML133V | 4 | BUTTERFLY VALVE,LUG,BARE STEM,DI BODY,ALMN/BRNZ DISC,200 WOG,VITON LINER | 2650.92 | 14.534 | 1 | 697988135116 | 69798813511 | 2650.92
BFV425 | 71 | ML133V A R | ML133V | 5 | BUTTERFLY VALVE,LUG,BARE STEM,DI BODY,ALMN/BRNZ DISC,200 WOG,VITON LINER | 3914.7 | 20 | 1 | 697988135123 | 69798813512 | 3914.7
BFV425 | 71 | ML133V A S | ML133V | 6 | BUTTERFLY VALVE,LUG,BARE STEM,DI BODY,ALMN/BRNZ DISC,200 WOG,VITON LINER | 4251.12 | 24 | 1 | 697988135130 | 69798813513 | 4251.12
BFV425 | 71 | ML133V A U | ML133V | 8 | BUTTERFLY VALVE,LUG,BARE STEM,DI BODY,ALMN/BRNZ DISC,200 WOG,VITON LINER | 6688.75 | 38.9 | 1 | 697988135147 | 69798813514 | 6688.75
BFV425 | 71 | ML133V A W | ML133V | 10 | BUTTERFLY VALVE,LUG,BARE STEM,DI BODY,ALMN/BRNZ DISC,200 WOG,VITON LINER | 8387.64 | 70 | 1 | 697988135154 | 69798813515 | 8387.64
BFV425 | 71 | ML133V AWJ | ML133V | 12 | BUTTERFLY VALVE,LUG,BARE STEM,DI BODY,ALMN/BRNZ DISC,200 WOG,VITON LINER | 11596.56 | 92.1 | 1 | 697988135161 | 69798813516 | 11596.56
BFV425 | 72 | ML133V A14 | ML133V | 14 | BUTTERFLY VALVE,LUG,BARE STEM,DI BODY,ALMN/BRNZ DISC,150 WOG,VITON LINER | 16544.43 | 175 | 1 | 697988670761 | 69798867076 | 16544.43
BFV425 | 71 | ML134B D J | ML134B | 2 | BUTTERFLY VALVE,LUG,BARE STEM,DI BODY,SS DISC,200 WOG,BUNA LINER,DOUBLE DEAD END | 1313.08 | 7.1 | 1 | 697988716841 | 69798871684 | 1313.08
BFV425 | 71 | ML134B D K | ML134B | 2 1/2 | BUTTERFLY VALVE,LUG,BARE STEM,DI BODY,SS DISC,200 WOG,BUNA LINER,DOUBLE DEAD END | 1313.08 | 9.5 | 1 | 697988716858 | 69798871685 | 1313.08
BFV425 | 71 | ML134B D L | ML134B | 3 | BUTTERFLY VALVE,LUG,BARE STEM,DI BODY,SS DISC,200 WOG,BUNA LINER,DOUBLE DEAD END | 1633.23 | 9.58 | 1 | 697988716865 | 69798871686 | 1633.23
BFV425 | 71 | ML134B D N | ML134B | 4 | BUTTERFLY VALVE,LUG,BARE STEM,DI BODY,SS DISC,200 WOG,BUNA LINER,DOUBLE DEAD END | 2035.41 | 15.45 | 1 | 697988716872 | 69798871687 | 2035.41
BFV425 | 71 | ML134B D R | ML134B | 5 | BUTTERFLY VALVE,LUG,BARE STEM,DI BODY,SS DISC,200 WOG,BUNA LINER,DOUBLE DEAD END | 2839.56 | 0 | 1 | 697988716889 | 69798871688 | 2839.56
BFV425 | 71 | ML134B D S | ML134B | 6 | BUTTERFLY VALVE,LUG,BARE STEM,DI BODY,SS DISC,200 WOG,BUNA LINER,DOUBLE DEAD END | 3176.24 | 0 | 1 | 697988716896 | 69798871689 | 3176.24
BFV425 | 71 | ML134B D U | ML134B | 8 | BUTTERFLY VALVE,LUG,BARE STEM,DI BODY,SS DISC,200 WOG,BUNA LINER,DOUBLE DEAD END | 4924.13 | 0 | 1 | 697988716902 | 69798871690 | 4924.13
BFV425 | 71 | ML134B D W | ML134B | 10 | BUTTERFLY VALVE,LUG,BARE STEM,DI BODY,SS DISC,200 WOG,BUNA LINER,DOUBLE DEAD END | 8026.44 | 61.34 | 1 | 697988705449 | 69798870544 | 8026.44
BFV425 | 72 | ML134B A14 | ML134B | 14 | BUTTERFLY VALVE,LUG,BARE STEM,DI BODY,SS DISC,150 WOG,BUNA LINER | 11507.84 | 175 | 1 | 697988135352 | 69798813535 | 11507.84
BFV425 | 72 | ML134B A16 | ML134B | 16 | BUTTERFLY VALVE,LUG,BARE STEM,DI BODY,SS DISC,150 WOG,BUNA LINER | 15632.24 | 237 | 1 | 697988397194 | 69798839719 | 15632.24
BFV425 | 72 | ML134B A24 | ML134E | 24 | BUTTERFLY VALVE,LUG,BARE STEM,DI BODY,SS DISC,150 WOG,BUNA LINER | 44838.63 | 0 | 1 | 697988747197 | 69798874719 | 44838.63
BFV425 | 71 | ML134B-A A J | ML134BA | 2 | BUTTERFLY VALVE,LUG,BARE STEM,DI BODY,SS DISC,200 WOG,BUNA LINER,EPOXY CTD LINER | 1780.92 | 7.26 | 1 | 697988353015 | 69798835301 | 1780.92
BFV425 | 71 | ML134B-A A K | ML134BA | 2 1/2 | BUTTERFLY VALVE,LUG,BARE STEM,DI BODY,SS DISC,200 WOG,BUNA LINER,EPOXY CTD LINER | 1780.92 | 9.5 | 1 | 697988353022 | 69798835302 | 1780.92
BFV425 | 71 | ML134B-A A L | ML134BA | 3 | BUTTERFLY VALVE,LUG,BARE STEM,DI BODY,SS DISC,200 WOG,BUNA LINER,EPOXY CTD LINER | 2215.93 | 9.4 | 1 | 697988353039 | 69798835303 | 2215.93
BFV425 | 71 | ML134B-A A N | ML134BA | 4 | BUTTERFLY VALVE,LUG,BARE STEM,DI BODY,SS DISC,200 WOG,BUNA LINER,EPOXY CTD LINER | 2659.05 | 15.32 | 1 | 697988353046 | 69798835304 | 2659.05
BFV425 | 71 | ML134B-A A R | ML134BA | 5 | BUTTERFLY VALVE,LUG,BARE STEM,DI BODY,SS DISC,200 WOG,BUNA LINER,EPOXY CTD LINER | 3610.96 | 20 | 1 | 697988353053 | 69798835305 | 3610.96
BFV425 | 71 | ML134B-A A S | ML134BA | 6 | BUTTERFLY VALVE,LUG,BARE STEM,DI BODY,SS DISC,200 WOG,BUNA LINER,EPOXY CTD LINER | 4005.04 | 24.3 | 1 | 697988353060 | 69798835306 | 4005.04
BFV425 | 71 | ML134B-A A U | ML134BA | 8 | BUTTERFLY VALVE,LUG,BARE STEM,DI BODY,SS DISC,200 WOG,BUNA LINER,EPOXY CTD LINER | 5843.24 | 38 | 1 | 697988353077 | 69798835307 | 5843.24
BFV425 | 71 | ML134B-A A W | ML134BA | 10 | BUTTERFLY VALVE,LUG,BARE STEM,DI BODY,SS DISC,200 WOG,BUNA LINER,EPOXY CTD LINER | 9142.55 | 70 | 1 | 697988353084 | 69798835308 | 9142.55
BFV425 | 71 | ML134B-A AWJ | ML134BA | 12 | BUTTERFLY VALVE,LUG,BARE STEM,DI BODY,SS DISC,200 WOG,BUNA LINER,EPOXY CTD LINER | 12433.55 | 93 | 1 | 697988353091 | 69798835309 | 12433.55
BFV425 | 72 | ML134B-A A24 | ML134BA | 24 | BUTTERFLY VALVE,LUG,BARE STEM,DI BODY,SS DISC,150 WOG,BUNA LINER,EPOXY COATED | 46700.37 | 0 | 1 | 697988761285 | 69798876128 | 46700.37
BFV425 | 70 | ML134B-AD D N | ML134BAD | 4 | BUTTERFLY VALVE,LUG,BARE STEM,DI BODY,SS DISC,200 WOG,BUNA LINER,DDE,ASSEMBLED DRY | 2035.41 | 16.2 | 1 | 697988715363 | 69798871536 | 2035.41
BFV425 | 71 | ML134E D J | ML134E | 2 | BUTTERFLY VALVE,LUG,BARE STEM,DI BODY,SS DISC,200 WOG,EPDM LINER,DOUBLE DEAD END | 1313.08 | 7.06 | 1 | 697988726499 | 69798872649 | 1313.08
BFV425 | 71 | ML134E D K | ML134E | 2 1/2 | BUTTERFLY VALVE,LUG,BARE STEM,DI BODY,SS DISC,200 WOG,EPDM LINER,DOUBLE DEAD END | 1313.08 | 0 | 1 | 697988726505 | 69798872650 | 1313.08
BFV425 | 71 | ML134E D L | ML134E | 3 | BUTTERFLY VALVE,LUG,BARE STEM,DI BODY,SS DISC,200 WOG,EPDM LINER,DOUBLE DEAD END | 1633.23 | 9.55 | 1 | 697988726512 | 69798872651 | 1633.23
BFV425 | 71 | ML134E D N | ML134E | 4 | BUTTERFLY VALVE,LUG,BARE STEM,DI BODY,SS DISC,200 WOG,EPDM LINER,DOUBLE DEAD END | 2035.41 | 0 | 1 | 697988726529 | 69798872652 | 2035.41
BFV425 | 71 | ML134E D R | ML134E | 5 | BUTTERFLY VALVE,LUG,BARE STEM,DI BODY,SS DISC,200 WOG,EPDM LINER,DOUBLE DEAD END | 2839.56 | 0 | 1 | 697988726536 | 69798872653 | 2839.56
BFV425 | 71 | ML134E D S | ML134E | 6 | BUTTERFLY VALVE,LUG,BARE STEM,DI BODY,SS DISC,200 WOG,EPDM LINER,DOUBLE DEAD END | 3176.24 | 24 | 1 | 697988726543 | 69798872654 | 3176.24
BFV425 | 71 | ML134E D U | ML134E | 8 | BUTTERFLY VALVE,LUG,BARE STEM,DI BODY,SS DISC,200 WOG,EPDM LINER,DOUBLE DEAD END | 4924.13 | 40.2 | 1 | 697988726550 | 69798872655 | 4924.13
BFV425 | 71 | ML134E D W | ML134E | 10 | BUTTERFLY VALVE,LUG,BARE STEM,DI BODY,SS DISC,200 WOG,EPDM LINER,DOUBLE DEAD END | 8026.44 | 70 | 1 | 697988722996 | 69798872299 | 8026.44
BFV425 | 71 | ML134E DWJ | ML134E | 12 | BUTTERFLY VALVE,LUG,BARE STEM,DI BODY,SS DISC,200 WOG,EPDM LINER,DOUBLE DEAD END | 10898.96 | 92 | 1 | 697988722989 | 69798872298 | 10898.96
BFV425 | 72 | ML134E A14 | ML134E | 14 | BUTTERFLY VALVE,LUG,BARE STEM,DI BODY,SS DISC,150 WOG,EPDM LINER | 11507.84 | 175 | 1 | 697988595354 | 69798859535 | 11507.84
BFV425 | 72 | ML134E A16 | ML134E | 16 | BUTTERFLY VALVE,LUG,BARE STEM,DI BODY,SS DISC,150 WOG,EPDM LINER | 15632.24 | 237 | 1 | 697988330436 | 69798833043 | 15632.24
BFV425 | 72 | ML134E A18 | ML134E | 18 | BUTTERFLY VALVE,LUG,BARE STEM,DI BODY,SS DISC,150 WOG,BUNA LINER | 20980.77 | 298 | 1 | 697988587779 | 69798858777 | 20980.77
BFV425 | 72 | ML134E A24 | ML134E | 24 | BUTTERFLY VALVE,LUG,BARE STEM,DI BODY,SS DISC,150 WOG,EPDM LINER | 44838.63 | 629 | 1 | 697988524286 | 69798852428 | 44838.63
BFV425 | 71 | ML134E-A A J | ML134EA | 2 | BUTTERFLY VALVE,LUG,BARE STEM,DI BODY,SS DISC,200 WOG,BUNA LINER,EPOXY CTD BODY | 1780.92 | 6.626 | 1 | 697988524521 | 69798852452 | 1780.92
BFV425 | 71 | ML134E-A A K | ML134EA | 2 1/2 | BUTTERFLY VALVE,LUG,BARE STEM,DI BODY,SS DISC,200 WOG,BUNA LINER,EPOXY CTD BODY | 1780.92 | 9.5 | 1 | 697988591899 | 69798859189 | 1780.92
BFV425 | 71 | ML134E-A A L | ML134EA | 3 | BUTTERFLY VALVE,LUG,BARE STEM,DI BODY,SS DISC,200 WOG,BUNA LINER,EPOXY CTD BODY | 2215.93 | 8.845 | 1 | 697988524538 | 69798852453 | 2215.93
BFV425 | 71 | ML134E-A A N | ML134EA | 4 | BUTTERFLY VALVE,LUG,BARE STEM,DI BODY,SS DISC,200 WOG,BUNA LINER,EPOXY CTD BODY | 2659.05 | 16.36 | 1 | 697988524545 | 69798852454 | 2659.05
BFV425 | 71 | ML134E-A A S | ML134EA | 6 | BUTTERFLY VALVE,LUG,BARE STEM,DI BODY,SS DISC,200 WOG,BUNA LINER,EPOXY CTD BODY | 4005.04 | 23.96 | 1 | 697988635814 | 69798863581 | 4005.04
BFV425 | 71 | ML134E-A A U | ML134EA | 8 | BUTTERFLY VALVE,LUG,BARE STEM,DI BODY,SS DISC,200 WOG,BUNA LINER,EPOXY CTD BODY | 5843.24 | 38.35 | 1 | 697988663367 | 69798866336 | 5843.24
BFV425 | 71 | ML134E-A A W | ML134EA | 10 | BUTTERFLY VALVE,LUG,BARE STEM,DI BODY,SS DISC,200 WOG,BUNA LINER,EPOXY CTD BODY | 9142.55 | 70 | 1 | 697988663374 | 69798866337 | 9142.55
BFV425 | 71 | ML134E-A AWJ | ML134EA | 12 | BUTTERFLY VALVE,LUG,BARE STEM,DI BODY,SS DISC,200 WOG,BUNA LINER,EPOXY CTD BODY | 12433.55 | 92 | 1 | 697988510272 | 69798851027 | 12433.55
BFV425 | 72 | ML134E-A A14 | ML134EA | 14 | BUTTERFLY VALVE,LUG,BARE STEM,DI BODY,SS DISC,150 WOG,BUNA LINER,EPOXY CTD BODY | 13369.57 | 175 | 1 | 697988510777 | 69798851077 | 13369.57
BFV425 | 72 | ML134E-A A16 | ML134EA | 16 | BUTTERFLY VALVE,LUG,BARE STEM,DI BODY,SS DISC,150 WOG,BUNA LINER,EPOXY CTD BODY | 17493.94 | 224 | 1 | 697988645394 | 69798864539 | 17493.94
BFV425 | 72 | ML134E-A A24 | ML134EA | 24 | BUTTERFLY VALVE,LUG,BARE STEM,DI BODY,SS DISC,150 WOG,BUNA LINER,EPOXY CTD BODY | 46700.38 | 629 | 1 | 697988510784 | 69798851078 | 46700.38
BFV425 | 71 | ML134H A N | ML134H | 4 | BUTTERFLY VALVE,LUG,BARE STEM,DI BODY,SS DISC,200 WOG,HYPALON LINER | 2404.71 | 16.36 | 1 | 697988135543 | 69798813554 | 2404.71
BFV425 | 71 | ML134NW A S | ML134NW | 6 | BUTTERFLY VALVE,LUG,BARE STEM,DI BODY,SS DISC,200 WOG,WHITE NEOPRENE LINER | 3767.12 | 24 | 1 | 697988135567 | 69798813556 | 3767.12
BFV425 | 71 | ML134T A J | ML134T | 2 | BUTTERFLY VALVE,LUG,BARE STEM,DI BODY,SS DISC,200 WOG,TEFLON LINER | 4029.68 | 8 | 1 | 697988326095 | 69798832609 | 4029.68
BFV425 | 71 | ML134T A K | ML134T | 2 1/2 | BUTTERFLY VALVE,LUG,BARE STEM,DI BODY,SS DISC,200 WOG,TEFLON LINER | 4423.66 | 9.5 | 1 | 697988326101 | 69798832610 | 4423.66
BFV425 | 71 | ML134T A L | ML134T | 3 | BUTTERFLY VALVE,LUG,BARE STEM,DI BODY,SS DISC,200 WOG,TEFLON LINER | 4842.08 | 10 | 1 | 697988326118 | 69798832611 | 4842.08
BFV425 | 71 | ML134T A N | ML134T | 4 | BUTTERFLY VALVE,LUG,BARE STEM,DI BODY,SS DISC,200 WOG,TEFLON LINER | 5744.94 | 17 | 1 | 697988326125 | 69798832612 | 5744.94
BFV425 | 71 | ML134T A S | ML134T | 6 | BUTTERFLY VALVE,LUG,BARE STEM,DI BODY,SS DISC,200 WOG,TEFLON LINER | 8108.59 | 24 | 1 | 697988326149 | 69798832614 | 8108.59
BFV425 | 71 | ML134T A U | ML134T | 8 | BUTTERFLY VALVE,LUG,BARE STEM,DI BODY,SS DISC,200 WOG,TEFLON LINER | 12187.36 | 38 | 1 | 697988326156 | 69798832615 | 12187.36
BFV425 | 71 | ML134T A W | ML134T | 10 | BUTTERFLY VALVE,LUG,BARE STEM,DI BODY,SS DISC,200 WOG,TEFLON LINER | 16479.62 | 70 | 1 | 697988326163 | 69798832616 | 16479.62
BFV425 | 71 | ML134T AWJ | ML134T | 12 | BUTTERFLY VALVE,LUG,BARE STEM,DI BODY,SS DISC,200 WOG,TEFLON LINER | 22019.47 | 92 | 1 | 697988326170 | 69798832617 | 22019.47
BFV425 | 71 | ML134V A J | ML134V | 2 | BUTTERFLY VALVE,LUG,BARE STEM,DI BODY,SS DISC,200 WOG,VITON LINER | 2306.02 | 8.46 | 1 | 697988135666 | 69798813566 | 2306.02
BFV425 | 71 | ML134V A K | ML134V | 2 1/2 | BUTTERFLY VALVE,LUG,BARE STEM,DI BODY,SS DISC,200 WOG,VITON LINER | 2306.02 | 9.5 | 1 | 697988135673 | 69798813567 | 2306.02
BFV425 | 71 | ML134V A L | ML134V | 3 | BUTTERFLY VALVE,LUG,BARE STEM,DI BODY,SS DISC,200 WOG,VITON LINER | 2626.21 | 10 | 1 | 697988135680 | 69798813568 | 2626.21
BFV425 | 71 | ML134V A N | ML134V | 4 | BUTTERFLY VALVE,LUG,BARE STEM,DI BODY,SS DISC,200 WOG,VITON LINER | 3233.63 | 16.29 | 1 | 697988135697 | 69798813569 | 3233.63
BFV425 | 71 | ML134V A R | ML134V | 5 | BUTTERFLY VALVE,LUG,BARE STEM,DI BODY,SS DISC,200 WOG,VITON LINER | 4587.71 | 20 | 1 | 697988135703 | 69798813570 | 4587.71
BFV425 | 71 | ML134V A S | ML134V | 6 | BUTTERFLY VALVE,LUG,BARE STEM,DI BODY,SS DISC,200 WOG,VITON LINER | 4965.28 | 24.33 | 1 | 697988135710 | 69798813571 | 4965.28
BFV425 | 71 | ML134V A U | ML134V | 8 | BUTTERFLY VALVE,LUG,BARE STEM,DI BODY,SS DISC,200 WOG,VITON LINER | 8051.09 | 40.54 | 1 | 697988135727 | 69798813572 | 8051.09
BFV425 | 71 | ML134V A W | ML134V | 10 | BUTTERFLY VALVE,LUG,BARE STEM,DI BODY,SS DISC,200 WOG,VITON LINER | 11670.36 | 70 | 1 | 697988135734 | 69798813573 | 11670.36
BFV425 | 71 | ML134V AWJ | ML134V | 12 | BUTTERFLY VALVE,LUG,BARE STEM,DI BODY,SS DISC,200 WOG,VITON LINER | 15429.22 | 92 | 1 | 697988135741 | 69798813574 | 15429.22
BFV425 | 72 | ML134V -48 | ML134V | 48 | BUTTERFLY VALVE,LUG,BARE STEM,DI BODY,SS DISC,150 WOG,VITON LINER | 311507.45 | 2780 | 1 | 697988577435 | 69798857743 | 311507.45
BFV425 | 71 | ML134V-A A J | ML134VA | 2 | BUTTERFLY VALVE,LUG,BARE STEM,DI BODY,SS DISC,200 WOG,VITON LINER,EPOXY COATED | 2773.88 | 6.6 | 1 | 697988732377 | 69798873237 | 2773.88
BFV425 | 71 | ML134V-A A K | ML134VA | 2 1/2 | BUTTERFLY VALVE,LUG,BARE STEM,DI BODY,SS DISC,200 WOG,VITON LINER,EPOXY COATED | 2773.88 | 0 | 1 | 697988732384 | 69798873238 | 2773.88
BFV425 | 71 | ML134V-A A L | ML134VA | 3 | BUTTERFLY VALVE,LUG,BARE STEM,DI BODY,SS DISC,200 WOG,VITON LINER,EPOXY CTD BODY | 3208.86 | 10 | 1 | 697988577350 | 69798857735 | 3208.86
BFV425 | 71 | ML134V-A A N | ML134VA | 4 | BUTTERFLY VALVE,LUG,BARE STEM,DI BODY,SS DISC,200 WOG,VITON LINER,EPOXY COATED | 3857.28 | 0 | 1 | 697988732391 | 69798873239 | 3857.28
BFV425 | 71 | ML137E A K | ML137E | 2 1/2 | BUTTERFLY VALVE,LUG,BARE STEM,DI BODY,NYLON CTD DI DISC,200 WOG,EPDM LINER | 1058.71 | 8.96 | 1 | 697988638150 | 69798863815 | 1058.71
BFV425 | 71 | ML137E A U | ML137E | 8 | BUTTERFLY VALVE,LUG,BARE STEM,DI BODY,NYLON CTD DI DISC,200 WOG,EPDM LINER | 3364.94 | 46.6 | 1 | 697988684973 | 69798868497 | 3364.94
BFV425 | 71 | ML138B AWJ | ML138B | 12 | BUTTERFLY VALVE,LUG,BARE STEM,DI BODY,EPOXY CTD DI DISC,200 WOG,BUNA LINER | 6196.31 | 92 | 1 | 697988612600 | 69798861260 | 6196.31
BFV425 | 70 | ML222B D J | ML222B | 2 | BUTTERFLY VALVE,LUG,LEVER HANDLE,CI BODY,NCKL PLTD DI DISC,200 WOG,BUNA LINER,DOUBLE DEAD END | 976.53 | 9.04 | 1 | 697988622937 | 69798862293 | 976.53
BFV425 | 70 | ML222B D K | ML222B | 2 1/2 | BUTTERFLY VALVE,LUG,LEVER HANDLE,CI BODY,NCKL PLTD DI DISC,200 WOG,BUNA LINER,DOUBLE DEAD END | 976.53 | 11.14 | 1 | 697988622944 | 69798862294 | 976.53
BFV425 | 70 | ML222B D L | ML222B | 3 | BUTTERFLY VALVE,LUG,LEVER HANDLE,CI BODY,NCKL PLTD DI DISC,200 WOG,BUNA LINER,DOUBLE DEAD END | 1066.89 | 11.308 | 1 | 697988622951 | 69798862295 | 1066.89
BFV425 | 70 | ML222B D N | ML222B | 4 | BUTTERFLY VALVE,LUG,LEVER HANDLE,CI BODY,NCKL PLTD DI DISC,200 WOG,BUNA LINER,DOUBLE DEAD END | 1354.23 | 17.414 | 1 | 697988622968 | 69798862296 | 1354.23
BFV425 | 70 | ML222B D R | ML222B | 5 | BUTTERFLY VALVE,LUG,LEVER HANDLE,CI BODY,NCKL PLTD DI DISC,200 WOG,BUNA LINER,DOUBLE DEAD END | 1846.57 | 21.86 | 1 | 697988622975 | 69798862297 | 1846.57
BFV425 | 70 | ML222B D S | ML222B | 6 | BUTTERFLY VALVE,LUG,LEVER HANDLE,CI BODY,NCKL PLTD DI DISC,200 WOG,BUNA LINER,DOUBLE DEAD END | 2191.25 | 25.332 | 1 | 697988622982 | 69798862298 | 2191.25
BFV425 | 70 | ML222B D U | ML222B | 8 | BUTTERFLY VALVE,LUG,LEVER HANDLE,CI BODY,NCKL PLTD DI DISC,200 WOG,BUNA LINER,DOUBLE DEAD END | 2995.57 | 44.04 | 1 | 697988622999 | 69798862299 | 2995.57
BFV425 | 70 | ML222B D W | ML222B | 10 | BUTTERFLY VALVE,LUG,LEVER HANDLE,CI BODY,NCKL PLTD DI DISC,200 WOG,BUNA LINER,DOUBLE DEAD END | 4169.18 | 69.35 | 1 | 697988623002 | 69798862300 | 4169.18
BFV425 | 70 | ML222B DWJ | ML222B | 12 | BUTTERFLY VALVE,LUG,LEVER HANDLE,CI BODY,NCKL PLTD DI DISC,200 WOG,BUNA LINER,DOUBLE DEAD END | 5449.47 | 93.67 | 1 | 697988623019 | 69798862301 | 5449.47
BFV425 | 70 | ML222B-A A L | ML222BA | 3 | BUTTERFLY VALVE,LUG,LEVER HANDLE,CI BODY,NCKL PLTD DI DISC,200 WOG,BUNA LINER,EPOXY CTD BODY | 1649.63 | 11.3 | 1 | 697988135857 | 69798813585 | 1649.63
BFV425 | 70 | ML222B-A A N | ML222BA | 4 | BUTTERFLY VALVE,LUG,LEVER HANDLE,CI BODY,NCKL PLTD DI DISC,200 WOG,BUNA LINER,EPOXY CTD BODY | 1977.83 | 17.626 | 1 | 697988135864 | 69798813586 | 1977.83
BFV425 | 70 | ML222B-A A S | ML222BA | 6 | BUTTERFLY VALVE,LUG,LEVER HANDLE,CI BODY,NCKL PLTD DI DISC,200 WOG,BUNA LINER,EPOXY CTD BODY | 3020.08 | 25.704 | 1 | 697988135871 | 69798813587 | 3020.08
BFV425 | 70 | ML222B-DA D L | ML222BDA | 3 | BUTTERFLY VALVE,LUG,LEVER HANDLE,CI BODY,NCKL PLTD DI DISC,200 WOG,BUNA LINER,DBLE DEAD END,DRY ASM | 1066.89 | 11.308 | 1 | 697988709393 | 69798870939 | 1066.89
BFV425 | 70 | ML222B-DA D N | ML222BDA | 4 | BUTTERFLY VALVE,LUG,LEVER HANDLE,CI BODY,NCKL PLTD DI DISC,200 WOG,BUNA LINER,DDE,DRY ASSEMBLED | 1354.23 | 18 | 1 | 697988717015 | 69798871701 | 1354.23
BFV425 | 70 | ML222B-DA D U | ML222BDA | 8 | BUTTERFLY VALVE,LUG,LEVER HANDLE,CI BODY,NCKL PLTD DI DISC,200 WOG,BUNA LINER,DBLE DEAD END,DRY ASM | 2995.57 | 44.04 | 1 | 697988720510 | 69798872051 | 2995.57
BFV425 | 70 | ML222E D J | ML222E | 2 | BUTTERFLY VALVE,LUG,LEVER HANDLE,CI BODY,NCKL PLTD DI DISC,200 WOG,EPDM LINER,DOUBLE DEAD END | 976.53 | 9.5 | 1 | 697988623026 | 69798862302 | 976.53
BFV425 | 70 | ML222E D K | ML222E | 2 1/2 | BUTTERFLY VALVE,LUG,LEVER HANDLE,CI BODY,NCKL PLTD DI DISC,200 WOG,EPDM LINER,DOUBLE DEAD END | 976.53 | 11.14 | 1 | 697988623033 | 69798862303 | 976.53
BFV425 | 70 | ML222E D L | ML222E | 3 | BUTTERFLY VALVE,LUG,LEVER HANDLE,CI BODY,NCKL PLTD DI DISC,200 WOG,EPDM LINER,DOUBLE DEAD END | 1066.89 | 11.9 | 1 | 697988623040 | 69798862304 | 1066.89
BFV425 | 70 | ML222E D N | ML222E | 4 | BUTTERFLY VALVE,LUG,LEVER HANDLE,CI BODY,NCKL PLTD DI DISC,200 WOG,EPDM LINER,DOUBLE DEAD END | 1354.23 | 18.36 | 1 | 697988623057 | 69798862305 | 1354.23
BFV425 | 70 | ML222E D R | ML222E | 5 | BUTTERFLY VALVE,LUG,LEVER HANDLE,CI BODY,NCKL PLTD DI DISC,200 WOG,EPDM LINER,DOUBLE DEAD END | 1846.57 | 22.15 | 1 | 697988623064 | 69798862306 | 1846.57
BFV425 | 70 | ML222E D S | ML222E | 6 | BUTTERFLY VALVE,LUG,LEVER HANDLE,CI BODY,NCKL PLTD DI DISC,200 WOG,EPDM LINER,DOUBLE DEAD END | 2191.25 | 26.05 | 1 | 697988623071 | 69798862307 | 2191.25
BFV425 | 70 | ML222E D U | ML222E | 8 | BUTTERFLY VALVE,LUG,LEVER HANDLE,CI BODY,NCKL PLTD DI DISC,200 WOG,EPDM LINER,DOUBLE DEAD END | 2995.57 | 44.2 | 1 | 697988623088 | 69798862308 | 2995.57
BFV425 | 70 | ML222E D W | ML222E | 10 | BUTTERFLY VALVE,LUG,LEVER HANDLE,CI BODY,NCKL PLTD DI DISC,200 WOG,EPDM LINER,DOUBLE DEAD END | 4169.18 | 76 | 1 | 697988623095 | 69798862309 | 4169.18
BFV425 | 70 | ML222E DWJ | ML222E | 12 | BUTTERFLY VALVE,LUG,LEVER HANDLE,CI BODY,NCKL PLTD DI DISC,200 WOG,EPDM LINER,DOUBLE DEAD END | 5449.47 | 96.46 | 1 | 697988623101 | 69798862310 | 5449.47
BFV425 | 70 | ML222E-A A N | ML222EA | 4 | BUTTERFLY VALVE,LUG,LEVER HANDLE,CI BODY,NCKL PLTD DI DISC,200 WOG,EPDM LINER,EPOXY CTD BODY | 1977.83 | 17.196 | 1 | 697988629127 | 69798862912 | 1977.83
BFV425 | 70 | ML222E-A A S | ML222EA | 6 | BUTTERFLY VALVE,LUG,LEVER HANDLE,CI BODY,NCKL PLTD DI DISC,200 WOG,EPDM LINER,EPOXY CTD BODY | 3020.08 | 25.67 | 1 | 697988629134 | 69798862913 | 3020.08
BFV425 | 70 | ML222ES D J | ML222ES | 2 | BUTTERFLY VALVE,LUG,LEVER HANDLE,CI BODY,SS DISC/STEM,200 WOG,EPDM LINER,DOUBLE DEAD END | 1132.48 | 0 | 1 | 697988725683 | 69798872568 | 1132.48
BFV425 | 70 | ML222ES D K | ML222ES | 2 1/2 | BUTTERFLY VALVE,LUG,LEVER HANDLE,CI BODY,SS DISC/STEM,200 WOG,EPDM LINER,DOUBLE DEAD END | 1132.48 | 0 | 1 | 697988725720 | 69798872572 | 1132.48
BFV425 | 70 | ML222ES D L | ML222ES | 3 | BUTTERFLY VALVE,LUG,LEVER HANDLE,CI BODY,SS DISC/STEM,200 WOG,EPDM LINER,DOUBLE DEAD END | 1239.25 | 11.9 | 1 | 697988725737 | 69798872573 | 1239.25
BFV425 | 70 | ML222ES D N | ML222ES | 4 | BUTTERFLY VALVE,LUG,LEVER HANDLE,CI BODY,SS DISC/STEM,200 WOG,EPDM LINER,DOUBLE DEAD END | 1559.35 | 0 | 1 | 697988725744 | 69798872574 | 1559.35
BFV425 | 70 | ML222ES D R | ML222ES | 5 | BUTTERFLY VALVE,LUG,LEVER HANDLE,CI BODY,SS DISC/STEM,200 WOG,EPDM LINER,DOUBLE DEAD END | 2068.13 | 0 | 1 | 697988725751 | 69798872575 | 2068.13
BFV425 | 70 | ML222ES D S | ML222ES | 6 | BUTTERFLY VALVE,LUG,LEVER HANDLE,CI BODY,NCKL PLTD DI DISC,200 WOG,EPDM LINER,316 SS STEM | 2470.36 | 25.798 | 1 | 697988638143 | 69798863814 | 2470.36
BFV425 | 70 | ML222ES D U | ML222ES | 8 | BUTTERFLY VALVE,LUG,LEVER HANDLE,CI BODY,SS DISC/STEM,200 WOG,EPDM LINER,DOUBLE DEAD END | 3389.52 | 0 | 1 | 697988725768 | 69798872576 | 3389.52
BFV425 | 70 | ML222ES D W | ML222ES | 10 | BUTTERFLY VALVE,LUG,LEVER HANDLE,CI BODY,SS DISC/STEM,200 WOG,EPDM LINER,DOUBLE DEAD END | 4924.31 | 0 | 1 | 697988725775 | 69798872577 | 4924.31
BFV425 | 70 | ML222ES DWJ | ML222ES | 12 | BUTTERFLY VALVE,LUG,LEVER HANDLE,CI BODY,SS DISC/STEM,200 WOG,EPDM LINER,DOUBLE DEAD END | 6631.22 | 0 | 1 | 697988725782 | 69798872578 | 6631.22
BFV425 | 70 | ML222V A J | ML222V | 2 | BUTTERFLY VALVE,LUG,LEVER HANDLE,CI BODY,NCKL PLTD DI DISC,200 WOG,VITON LINER | 1969.52 | 9.206 | 1 | 697988136045 | 69798813604 | 1969.52
BFV425 | 70 | ML222V A K | ML222V | 2 1/2 | BUTTERFLY VALVE,LUG,LEVER HANDLE,CI BODY,NCKL PLTD DI DISC,200 WOG,VITON LINER | 1969.52 | 12.5 | 1 | 697988136052 | 69798813605 | 1969.52
BFV425 | 70 | ML222V A L | ML222V | 3 | BUTTERFLY VALVE,LUG,LEVER HANDLE,CI BODY,NCKL PLTD DI DISC,200 WOG,VITON LINER | 2059.83 | 11.45 | 1 | 697988136069 | 69798813606 | 2059.83
BFV425 | 70 | ML222V A N | ML222V | 4 | BUTTERFLY VALVE,LUG,LEVER HANDLE,CI BODY,NCKL PLTD DI DISC,200 WOG,VITON LINER | 2552.45 | 17.86 | 1 | 697988136076 | 69798813607 | 2552.45
BFV425 | 70 | ML222V A R | ML222V | 5 | BUTTERFLY VALVE,LUG,LEVER HANDLE,CI BODY,NCKL PLTD DI DISC,200 WOG,VITON LINER | 3594.77 | 24 | 1 | 697988327061 | 69798832706 | 3594.77
BFV425 | 70 | ML222V A S | ML222V | 6 | BUTTERFLY VALVE,LUG,LEVER HANDLE,CI BODY,NCKL PLTD DI DISC,200 WOG,VITON LINER | 3980.36 | 26.92 | 1 | 697988136083 | 69798813608 | 3980.36
BFV425 | 70 | ML222V A U | ML222V | 8 | BUTTERFLY VALVE,LUG,LEVER HANDLE,CI BODY,NCKL PLTD DI DISC,200 WOG,VITON LINER | 6122.53 | 44.96 | 1 | 697988136090 | 69798813609 | 6122.53
BFV425 | 70 | ML222V A W | ML222V | 10 | BUTTERFLY VALVE,LUG,LEVER HANDLE,CI BODY,NCKL PLTD DI DISC,200 WOG,VITON LINER | 7813.16 | 70.3 | 1 | 697988327078 | 69798832707 | 7813.16
BFV425 | 70 | ML222V AWJ | ML222V | 12 | BUTTERFLY VALVE,LUG,LEVER HANDLE,CI BODY,NCKL PLTD DI DISC,200 WOG,VITON LINER | 9979.8 | 93.67 | 1 | 697988327085 | 69798832708 | 9979.8
BFV425 | 70 | ML222V-A A K | ML222VA | 2 1/2 | BUTTERFLY VALVE,LUG,LEVER HANDLE,CI BODY,NCKL PLTD DI DISC,200 WOG,VITON LINER,EPOXY CTD BODY | 2437.33 | 12.5 | 1 | 697988538849 | 69798853884 | 2437.33
BFV425 | 70 | ML222V-A A N | ML222VA | 4 | BUTTERFLY VALVE,LUG,LEVER HANDLE,CI BODY,NCKL PLTD DI DISC,200 WOG,VITON LINER,EPOXY CTD BODY | 3176.08 | 20 | 1 | 697988538856 | 69798853885 | 3176.08
BFV425 | 70 | ML222V-A A U | ML222VA | 8 | BUTTERFLY VALVE,LUG,LEVER HANDLE,CI BODY,NCKL PLTD DI DISC,200 WOG,VITON LINER,EPOXY CTD BODY | 7041.57 | 41.38 | 1 | 697988503731 | 69798850373 | 7041.57
BFV425 | 70 | ML223B D J | ML223B | 2 | BUTTERFLY VALVE,LUG,LEVER HANDLE,CI BODY,ALMN/BRNZ DISC,200 WOG,BUNA LINER,DOUBLE DEAD END | 1058.71 | 9.3 | 1 | 697988623118 | 69798862311 | 1058.71
BFV425 | 70 | ML223B D K | ML223B | 2 1/2 | BUTTERFLY VALVE,LUG,LEVER HANDLE,CI BODY,ALMN/BRNZ DISC,200 WOG,BUNA LINER,DOUBLE DEAD END | 1058.71 | 10.964 | 1 | 697988623125 | 69798862312 | 1058.71
BFV425 | 70 | ML223B D L | ML223B | 3 | BUTTERFLY VALVE,LUG,LEVER HANDLE,CI BODY,ALMN/BRNZ DISC,200 WOG,BUNA LINER,DOUBLE DEAD END | 1132.51 | 11.66 | 1 | 697988623132 | 69798862313 | 1132.51
BFV425 | 70 | ML223B D N | ML223B | 4 | BUTTERFLY VALVE,LUG,LEVER HANDLE,CI BODY,ALMN/BRNZ DISC,200 WOG,BUNA LINER,DOUBLE DEAD END | 1501.95 | 17.586 | 1 | 697988623149 | 69798862314 | 1501.95
BFV425 | 70 | ML223B D R | ML223B | 5 | BUTTERFLY VALVE,LUG,LEVER HANDLE,CI BODY,ALMN/BRNZ DISC,200 WOG,BUNA LINER,DOUBLE DEAD END | 2182.99 | 20.702 | 1 | 697988623156 | 69798862315 | 2182.99
BFV425 | 70 | ML223B D S | ML223B | 6 | BUTTERFLY VALVE,LUG,LEVER HANDLE,CI BODY,ALMN/BRNZ DISC,200 WOG,BUNA LINER,DOUBLE DEAD END | 2437.49 | 26.4 | 1 | 697988623163 | 69798862316 | 2437.49
BFV425 | 70 | ML223B D U | ML223B | 8 | BUTTERFLY VALVE,LUG,LEVER HANDLE,CI BODY,ALMN/BRNZ DISC,200 WOG,BUNA LINER,DOUBLE DEAD END | 3578.34 | 43.56 | 1 | 697988623170 | 69798862317 | 3578.34
BFV425 | 70 | ML223B D W | ML223B | 10 | BUTTERFLY VALVE,LUG,LEVER HANDLE,CI BODY,ALMN/BRNZ DISC,200 WOG,BUNA LINER,DOUBLE DEAD END | 4702.48 | 64.76 | 1 | 697988623187 | 69798862318 | 4702.48
BFV425 | 70 | ML223B DWJ | ML223B | 12 | BUTTERFLY VALVE,LUG,LEVER HANDLE,CI BODY,ALMN/BRNZ DISC,200 WOG,BUNA LINER,DOUBLE DEAD END | 6926.83 | 95.3 | 1 | 697988623194 | 69798862319 | 6926.83
BFV425 | 70 | ML223B-A A J | ML223BA | 2 | BUTTERFLY VALVE,LUG,LEVER HANDLE,CI BODY,ALMN/BRNZ DISC,200 WOG,BUNA LINER,EPOXY CTD BODY | 1526.51 | 8.68 | 1 | 697988677739 | 69798867773 | 1526.51
BFV425 | 70 | ML223B-A A K | ML223BA | 2 1/2 | BUTTERFLY VALVE,LUG,LEVER HANDLE,CI BODY,ALMN/BRNZ DISC,200 WOG,BUNA LINER,EPOXY COATED BODY | 1526.51 | 12.02 | 1 | 697988696921 | 69798869692 | 1526.51
BFV425 | 70 | ML223B-A A L | ML223BA | 3 | BUTTERFLY VALVE,LUG,LEVER HANDLE,CI BODY,ALMN/BRNZ DISC,200 WOG,BUNA LINER,EPOXY CTD BODY | 1715.21 | 11.55 | 1 | 697988375161 | 69798837516 | 1715.21
BFV425 | 70 | ML223B-A A N | ML223BA | 4 | BUTTERFLY VALVE,LUG,LEVER HANDLE,CI BODY,ALMN/BRNZ DISC,200 WOG,BUNA LINER,EPOXY COATED BODY | 2125.62 | 20 | 1 | 697988696938 | 69798869693 | 2125.62
BFV425 | 70 | ML223B-A A S | ML223BA | 6 | BUTTERFLY VALVE,LUG,LEVER HANDLE,CI BODY,ALMN/BRNZ DISC,200 WOG,BUNA LINER,EPOXY CTD BODY | 3266.32 | 25.264 | 1 | 697988401525 | 69798840152 | 3266.32
BFV425 | 70 | ML223B-A A U | ML223BA | 8 | BUTTERFLY VALVE,LUG,LEVER HANDLE,CI BODY,ALMN/BRNZ DISC,200 WOG,BUNA LINER,EPOXY CTD BODY | 4497.41 | 42.036 | 1 | 697988510265 | 69798851026 | 4497.41
BFV425 | 70 | ML223B-A A W | ML223BA | 10 | BUTTERFLY VALVE,LUG,LEVER HANDLE,CI BODY,ALMN/BRNZ DISC,200 WOG,BUNA LINER,EPOXY CTD BODY | 5818.624 | 0 | 1 | 697988774827 | 69798877482 | 8146.074
BFV425 | 70 | ML223E D J | ML223E | 2 | BUTTERFLY VALVE,LUG,LEVER HANDLE,CI BODY,ALMN/BRNZ DISC,200 WOG,EPDM LINER,DOUBLE DEAD END | 1058.71 | 8.998 | 1 | 697988623200 | 69798862320 | 1058.71
BFV425 | 70 | ML223E D K | ML223E | 2 1/2 | BUTTERFLY VALVE,LUG,LEVER HANDLE,CI BODY,ALMN/BRNZ DISC,200 WOG,EPDM LINER,DOUBLE DEAD END | 1058.71 | 11.18 | 1 | 697988623217 | 69798862321 | 1058.71
BFV425 | 70 | ML223E D L | ML223E | 3 | BUTTERFLY VALVE,LUG,LEVER HANDLE,CI BODY,ALMN/BRNZ DISC,200 WOG,EPDM LINER,DOUBLE DEAD END | 1132.51 | 11.294 | 1 | 697988623224 | 69798862322 | 1132.51
BFV425 | 70 | ML223E D N | ML223E | 4 | BUTTERFLY VALVE,LUG,LEVER HANDLE,CI BODY,ALMN/BRNZ DISC,200 WOG,EPDM LINER,DOUBLE DEAD END | 1501.95 | 17.738 | 1 | 697988623231 | 69798862323 | 1501.95
BFV425 | 70 | ML223E D R | ML223E | 5 | BUTTERFLY VALVE,LUG,LEVER HANDLE,CI BODY,ALMN/BRNZ DISC,200 WOG,EPDM LINER,DOUBLE DEAD END | 2182.99 | 20.682 | 1 | 697988623248 | 69798862324 | 2182.99
BFV425 | 70 | ML223E D S | ML223E | 6 | BUTTERFLY VALVE,LUG,LEVER HANDLE,CI BODY,ALMN/BRNZ DISC,200 WOG,EPDM LINER,DOUBLE DEAD END | 2437.49 | 26.1 | 1 | 697988623255 | 69798862325 | 2437.49
BFV425 | 70 | ML223E D U | ML223E | 8 | BUTTERFLY VALVE,LUG,LEVER HANDLE,CI BODY,ALMN/BRNZ DISC,200 WOG,EPDM LINER,DOUBLE DEAD END | 3578.34 | 41.02 | 1 | 697988623262 | 69798862326 | 3578.34
BFV425 | 70 | ML223E D W | ML223E | 10 | BUTTERFLY VALVE,LUG,LEVER HANDLE,CI BODY,ALMN/BRNZ DISC,200 WOG,EPDM LINER,DOUBLE DEAD END | 4702.48 | 66.62 | 1 | 697988623279 | 69798862327 | 4702.48
BFV425 | 70 | ML223E DWJ | ML223E | 12 | BUTTERFLY VALVE,LUG,LEVER HANDLE,CI BODY,ALMN/BRNZ DISC,200 WOG,EPDM LINER,DOUBLE DEAD END | 6926.83 | 94.7 | 1 | 697988623286 | 69798862328 | 6926.83
BFV425 | 70 | ML223E-A A J | ML223EA | 2 | BUTTERFLY VALVE,LUG,LEVER HANDLE,CI BODY,ALMN/BRNZ DISC,200 WOG,EPDM LINER,EPOXY CTD BODY | 1526.51 | 6.95 | 1 | 697988641242 | 69798864124 | 1526.51
BFV425 | 70 | ML223E-A A K | ML223EA | 2 1/2 | BUTTERFLY VALVE,LUG,LEVER HANDLE,CI BODY,ALMN/BRNZ DISC,200 WOG,EPDM LINER,EPOXY CTD BODY | 1526.51 | 10.92 | 1 | 697988545687 | 69798854568 | 1526.51
BFV425 | 70 | ML223E-A A L | ML223EA | 3 | BUTTERFLY VALVE,LUG,LEVER HANDLE,CI BODY,ALMN/BRNZ DISC,200 WOG,EPDM LINER,EPOXY CTD BODY | 1715.21 | 12.02 | 1 | 697988378490 | 69798837849 | 1715.21
BFV425 | 70 | ML223E-A A N | ML223EA | 4 | BUTTERFLY VALVE,LUG,LEVER HANDLE,CI BODY,ALMN/BRNZ DISC,200 WOG,EPDM LINER,EPOXY CTD BODY | 2125.62 | 20 | 1 | 697988378506 | 69798837850 | 2125.62
BFV425 | 70 | ML223E-A A R | ML223EA | 5 | BUTTERFLY VALVE,LUG,LEVER HANDLE,CI BODY,ALMN/BRNZ DISC,200 WOG,EPDM LINER,EPOXY COATED BODY | 2954.46 | 21.7 | 1 | 697988714922 | 69798871492 | 2954.46
BFV425 | 70 | ML223E-A A S | ML223EA | 6 | BUTTERFLY VALVE,LUG,LEVER HANDLE,CI BODY,ALMN/BRNZ DISC,200 WOG,EPDM LINER,EPOXY CTD BODY | 3266.32 | 28 | 1 | 697988378513 | 69798837851 | 3266.32
BFV425 | 70 | ML223E-A A U | ML223EA | 8 | BUTTERFLY VALVE,LUG,LEVER HANDLE,CI BODY,ALMN/BRNZ DISC,200 WOG,EPDM LINER,EPOXY CTD BODY | 4497.41 | 40.504 | 1 | 697988498518 | 69798849851 | 4497.41
BFV425 | 70 | ML223E-A A W | ML223EA | 10 | BUTTERFLY VALVE,LUG,LEVER HANDLE,CI BODY,ALMN/BRNZ DISC,200 WOG,EPDM LINER,EPOXY CTD BODY | 5818.65 | 76 | 1 | 697988594449 | 69798859444 | 5818.65
BFV425 | 70 | ML223E-A AWJ | ML223EA | 12 | BUTTERFLY VALVE,LUG,LEVER HANDLE,CI BODY,ALMN/BRNZ DISC,200 WOG,EPDM LINER,EPOXY CTD BODY | 8461.45 | 111 | 1 | 697988594456 | 69798859445 | 8461.45
BFV425 | 70 | ML223E-DA D L | ML223EDA | 3 | BUTTERFLY VALVE,LUG,LEVER HANDLE,CI BODY,ALMN/BRNZ DISC,200 WOG,EPDM LINER,DDE,DRY ASSEMBLED | 1132.51 | 11.294 | 1 | 697988719941 | 69798871994 | 1132.51
BFV425 | 70 | ML223E-DA D N | ML223EDA | 4 | BUTTERFLY VALVE,LUG,LEVER HANDLE,CI BODY,ALMN/BRNZ DISC,200 WOG,EPDM LINER,DOUBLE DEAD END,DRY ASSMB | 1501.95 | 17.7 | 1 | 697988720480 | 69798872048 | 1501.95
BFV425 | 70 | ML223E-DA D S | ML223EDA | 6 | BUTTERFLY VALVE,LUG,LEVER HANDLE,CI BODY,ALMN/BRNZ DISC,200 WOG,EPDM LINER,DOUBLE DEAD END,DRY ASSMB | 2437.49 | 25.4 | 1 | 697988720497 | 69798872049 | 2437.49
BFV425 | 70 | ML223E-DA D U | ML223EDA | 8 | BUTTERFLY VALVE,LUG,LEVER HANDLE,CI BODY,ALMN/BRNZ DISC,200 WOG,EPDM LINER,DOUBLE DEAD END,DRY ASSMB | 3578.34 | 41 | 1 | 697988720503 | 69798872050 | 3578.34
BFV425 | 70 | ML223EMS D S | ML223EMS | 6 | BUTTERFLY VALVE,LUG,LEVER HADL W/MEM STOP,CI BODY,ALMN/BRNZ DISC,200 WOG,EPDM LINER,DOUBLE DEAD END | 2469.93 | 0 | 1 | 697988760349 | 69798876034 | 2469.93
BFV425 | 70 | ML223ES D J | ML223ES | 2 | BUTTERFLY VALVE,LUG,LEVER HANDLE,CI BODY,ALMN/BRNZ DISC,200 WOG,EPDM LINER,DOUBLE DEAD END,316 SS | 1214.57 | 0 | 1 | 697988722941 | 69798872294 | 1214.57
BFV425 | 70 | ML223ES D K | ML223ES | 2 1/2 | BUTTERFLY VALVE,LUG,LEVER HANDLE,CI BODY,ALMN/BRNZ DISC,200 WOG,EPDM LINER,DOUBLE DEAD END,316 SS | 1214.57 | 11.25 | 1 | 697988722880 | 69798872288 | 1214.57
BFV425 | 70 | ML223ES D L | ML223ES | 3 | BUTTERFLY VALVE,LUG,LEVER HANDLE,CI BODY,ALMN/BRNZ DISC,200 WOG,EPDM LINER,DOUBLE DEAD END,316 SS | 1304.92 | 11.9 | 1 | 697988722897 | 69798872289 | 1304.92
BFV425 | 70 | ML223ES D N | ML223ES | 4 | BUTTERFLY VALVE,LUG,LEVER HANDLE,CI BODY,ALMN/BRNZ DISC,200 WOG,EPDM LINER,DOUBLE DEAD END,316 SS | 1707.12 | 18.1 | 1 | 697988722903 | 69798872290 | 1707.12
BFV425 | 70 | ML223ES D S | ML223ES | 6 | BUTTERFLY VALVE,LUG,LEVER HANDLE,CI BODY,ALMN/BRNZ DISC,200 WOG,EPDM LINER,DOUBLE DEAD END,316 SS | 2716.61 | 25.4 | 1 | 697988722910 | 69798872291 | 2716.61
BFV425 | 70 | ML223ES D U | ML223ES | 8 | BUTTERFLY VALVE,LUG,LEVER HANDLE,CI BODY,ALMN/BRNZ DISC,200 WOG,EPDM LINER,DOUBLE DEAD END,316 SS | 3972.28 | 0 | 1 | 697988722927 | 69798872292 | 3972.28
BFV425 | 70 | ML223ES D W | ML223ES | 10 | BUTTERFLY VALVE,LUG,LEVER HANDLE,CI BODY,ALMN/BRNZ DISC,200 WOG,EPDM LINER,DOUBLE DEAD END,316 SS | 5457.56 | 0 | 1 | 697988722934 | 69798872293 | 5457.56
BFV425 | 70 | ML223ES-A A N | ML223ESA | 4 | BUTTERFLY VALVE,LUG,LEVER HANDLE,CI BODY,ALMN/BRNZ DISC,200 WOG,EPDM LINER,316 SS STEM,EPOXY CTD BDY | 2330.72 | 17.738 | 1 | 697988719552 | 69798871955 | 2330.72
BFV425 | 70 | ML223ES-A A U | ML223ESA | 8 | BUTTERFLY VALVE,LUG,LEVER HANDLE,CI BODY,ALMN/BRNZ DISC,200 WOG,EPDM LINER,SS STEM,EPOXY COATED BODY | 4891.38 | 41.02 | 1 | 697988717336 | 69798871733 | 4891.38
BFV425 | 70 | ML223H A J | ML223H | 2 | BUTTERFLY VALVE,LUG,LEVER HANDLE,CI BODY,ALMN/BRNZ DISC,200 WOG,HYPALON LINER | 1428 | 11 | 1 | 697988677753 | 69798867775 | 1428
BFV425 | 70 | ML223H A K | ML223H | 2 1/2 | BUTTERFLY VALVE,LUG,LEVER HANDLE,CI BODY,ALMN/BRNZ DISC,200 WOG,HYPALON LINER | 1428 | 11.1 | 1 | 697988593534 | 69798859353 | 1428
BFV425 | 70 | ML223H A L | ML223H | 3 | BUTTERFLY VALVE,LUG,LEVER HANDLE,CI BODY,ALMN/BRNZ DISC,200 WOG,HYPALON LINER | 1501.89 | 11.062 | 1 | 697988136465 | 69798813646 | 1501.89
BFV425 | 70 | ML223H A N | ML223H | 4 | BUTTERFLY VALVE,LUG,LEVER HANDLE,CI BODY,ALMN/BRNZ DISC,200 WOG,HYPALON LINER | 1871.31 | 18.62 | 1 | 697988136472 | 69798813647 | 1871.31
BFV425 | 70 | ML223NB A J | ML223NB | 2 | BUTTERFLY VALVE,LUG,LEVER HANDLE,CI BODY,ALMN/BRNZ DISC,200 WOG,BLACK NEOPRENE LINER | 1428 | 9.3 | 1 | 697988335776 | 69798833577 | 1428
BFV425 | 70 | ML223NB A L | ML223NB | 3 | BUTTERFLY VALVE,LUG,LEVER HANDLE,CI BODY,ALMN/BRNZ DISC,200 WOG,BLACK NEOPRENE LINER | 1501.89 | 13 | 1 | 697988335790 | 69798833579 | 1501.89
BFV425 | 70 | ML223NB A N | ML223NB | 4 | BUTTERFLY VALVE,LUG,LEVER HANDLE,CI BODY,ALMN/BRNZ DISC,200 WOG,BLACK NEOPRENE LINER | 1871.31 | 20 | 1 | 697988335806 | 69798833580 | 1871.31
BFV425 | 70 | ML223V A J | ML223V | 2 | BUTTERFLY VALVE,LUG,LEVER HANDLE,CI BODY,ALMN/BRNZ DISC,200 WOG,VITON LINER | 2051.61 | 9.56 | 1 | 697988136533 | 69798813653 | 2051.61
BFV425 | 70 | ML223V A K | ML223V | 2 1/2 | BUTTERFLY VALVE,LUG,LEVER HANDLE,CI BODY,ALMN/BRNZ DISC,200 WOG,VITON LINER | 2051.61 | 11.45 | 1 | 697988136540 | 69798813654 | 2051.61
BFV425 | 70 | ML223V A L | ML223V | 3 | BUTTERFLY VALVE,LUG,LEVER HANDLE,CI BODY,ALMN/BRNZ DISC,200 WOG,VITON LINER | 2125.54 | 11.482 | 1 | 697988136557 | 69798813655 | 2125.54
BFV425 | 70 | ML223V A N | ML223V | 4 | BUTTERFLY VALVE,LUG,LEVER HANDLE,CI BODY,ALMN/BRNZ DISC,200 WOG,VITON LINER | 2700.2 | 18.02 | 1 | 697988136564 | 69798813656 | 2700.2
BFV425 | 70 | ML223V A R | ML223V | 5 | BUTTERFLY VALVE,LUG,LEVER HANDLE,CI BODY,ALMN/BRNZ DISC,200 WOG,VITON LINER | 3931.11 | 21.476 | 1 | 697988136571 | 69798813657 | 3931.11
BFV425 | 70 | ML223V A S | ML223V | 6 | BUTTERFLY VALVE,LUG,LEVER HANDLE,CI BODY,ALMN/BRNZ DISC,200 WOG,VITON LINER | 4226.58 | 25.4 | 1 | 697988136588 | 69798813658 | 4226.58
BFV425 | 70 | ML223V A U | ML223V | 8 | BUTTERFLY VALVE,LUG,LEVER HANDLE,CI BODY,ALMN/BRNZ DISC,200 WOG,VITON LINER | 6705.27 | 42.9 | 1 | 697988136595 | 69798813659 | 6705.27
BFV425 | 70 | ML223V A W | ML223V | 10 | BUTTERFLY VALVE,LUG,LEVER HANDLE,CI BODY,ALMN/BRNZ DISC,200 WOG,VITON LINER | 8346.41 | 66.73 | 1 | 697988136601 | 69798813660 | 8346.41
BFV425 | 70 | ML223V AWJ | ML223V | 12 | BUTTERFLY VALVE,LUG,LEVER HANDLE,CI BODY,ALMN/BRNZ DISC,200 WOG,VITON LINER | 11457.11 | 105 | 1 | 697988136618 | 69798813661 | 11457.11
BFV425 | 70 | ML223V-A A L | ML223VA | 3 | BUTTERFLY VALVE,LUG,LEVER HANDLE,CI BODY,ALMN/BRNZ DISC,200 WOG,VITON LINER,EPOXY CTD BODY | 2708.2 | 13 | 1 | 697988573109 | 69798857310 | 2708.2
BFV425 | 70 | ML223V-A A N | ML223VA | 4 | BUTTERFLY VALVE,LUG,LEVER HANDLE,CI BODY,ALMN/BRNZ DISC,200 WOG,VITON LINER,EPOXY COATED | 3323.84 | 19.1 | 1 | 697988699403 | 69798869940 | 3323.84
BFV425 | 70 | ML223VS A J | ML223VS | 2 | BUTTERFLY VALVE,LUG,LEVER HANDLE,CI BODY,ALMN/BRNZ DISC,200 WOG,VITON LINER,316 SS STEM | 2207.56 | 11 | 1 | 697988611672 | 69798861167 | 2207.56
BFV425 | 70 | ML223VS A K | ML223VS | 2 1/2 | BUTTERFLY VALVE,LUG,LEVER HANDLE,CI BODY,ALMN/BRNZ DISC,200 WOG,VITON LINER,316 SS STEM | 2207.56 | 12.5 | 1 | 697988611689 | 69798861168 | 2207.56
BFV425 | 70 | ML223VS A L | ML223VS | 3 | BUTTERFLY VALVE,LUG,LEVER HANDLE,CI BODY,ALMN/BRNZ DISC,200 WOG,VITON LINER,316 SS STEM | 2297.88 | 11.73 | 1 | 697988612259 | 69798861225 | 2297.88
BFV425 | 70 | ML223VS A N | ML223VS | 4 | BUTTERFLY VALVE,LUG,LEVER HANDLE,CI BODY,ALMN/BRNZ DISC,200 WOG,VITON LINER,316 SS STEM | 2905.34 | 19.1 | 1 | 697988611696 | 69798861169 | 2905.34
BFV425 | 70 | ML223VS A S | ML223VS | 6 | BUTTERFLY VALVE,LUG,LEVER HANDLE,CI BODY,ALMN/BRNZ DISC,200 WOG,VITON LINER,316 SS STEM | 4505.68 | 28 | 1 | 697988611702 | 69798861170 | 4505.68
BFV425 | 70 | ML224B D J | ML224B | 2 | BUTTERFLY VALVE,LUG,LEVER HANDLE,CI BODY,SS DISC,200 WOG,BUNA LINER,DOUBLE DEAD END | 1362.38 | 9.85 | 1 | 697988623293 | 69798862329 | 1362.38
BFV425 | 70 | ML224B D K | ML224B | 2 1/2 | BUTTERFLY VALVE,LUG,LEVER HANDLE,CI BODY,SS DISC,200 WOG,BUNA LINER,DOUBLE DEAD END | 1362.38 | 10.78 | 1 | 697988623309 | 69798862330 | 1362.38
BFV425 | 70 | ML224B D L | ML224B | 3 | BUTTERFLY VALVE,LUG,LEVER HANDLE,CI BODY,SS DISC,200 WOG,BUNA LINER,DOUBLE DEAD END | 1641.37 | 11.88 | 1 | 697988623316 | 69798862331 | 1641.37
BFV425 | 70 | ML224B D N | ML224B | 4 | BUTTERFLY VALVE,LUG,LEVER HANDLE,CI BODY,SS DISC,200 WOG,BUNA LINER,DOUBLE DEAD END | 2084.58 | 18.32 | 1 | 697988623323 | 69798862332 | 2084.58
BFV425 | 70 | ML224B D R | ML224B | 5 | BUTTERFLY VALVE,LUG,LEVER HANDLE,CI BODY,SS DISC,200 WOG,BUNA LINER,DOUBLE DEAD END | 2856.03 | 20.702 | 1 | 697988623330 | 69798862333 | 2856.03
BFV425 | 70 | ML224B D S | ML224B | 6 | BUTTERFLY VALVE,LUG,LEVER HANDLE,CI BODY,SS DISC,200 WOG,BUNA LINER,DOUBLE DEAD END | 3151.53 | 18.26 | 1 | 697988623347 | 69798862334 | 3151.53
BFV425 | 70 | ML224B D U | ML224B | 8 | BUTTERFLY VALVE,LUG,LEVER HANDLE,CI BODY,SS DISC,200 WOG,BUNA LINER,DOUBLE DEAD END | 4940.69 | 44.22 | 1 | 697988623354 | 69798862335 | 4940.69
BFV425 | 70 | ML224B D W | ML224B | 10 | BUTTERFLY VALVE,LUG,LEVER HANDLE,CI BODY,SS DISC,200 WOG,BUNA LINER,DOUBLE DEAD END | 7985.48 | 70.68 | 1 | 697988623361 | 69798862336 | 7985.48
BFV425 | 70 | ML224B DWJ | ML224B | 12 | BUTTERFLY VALVE,LUG,LEVER HANDLE,CI BODY,SS DISC,200 WOG,BUNA LINER,DOUBLE DEAD END | 10759.42 | 97.92 | 1 | 697988623378 | 69798862337 | 10759.42
BFV425 | 70 | ML224B-A A K | ML224BA | 2 1/2 | BUTTERFLY VALVE,LUG,LEVER HANDLE,CI BODY,SS DISC,200 WOG,BUNA LINER EPOXY COATED | 1830.25 | 0 | 1 | 697988738584 | 69798873858 | 1830.25
BFV425 | 70 | ML224B-A A L | ML224BA | 3 | BUTTERFLY VALVE,LUG,LEVER HANDLE,CI BODY,SS DISC,200 WOG,BUNA LINER,EPOXY CTD BODY | 2224.06 | 11.108 | 1 | 697988538528 | 69798853852 | 2224.06
BFV425 | 70 | ML224B-A A N | ML224BA | 4 | BUTTERFLY VALVE,LUG,LEVER HANDLE,CI BODY,SS DISC,200 WOG,BUNA LINER,EPOXY CTD BODY | 2708.2 | 17.53 | 1 | 697988538535 | 69798853853 | 2708.2
BFV425 | 70 | ML224B-A A U | ML224BA | 8 | BUTTERFLY VALVE,LUG,LEVER HANDLE,CI BODY,SS DISC,200 WOG,BUNA LINER,EPOXY CTD BODY | 5859.73 | 42.16 | 1 | 697988674356 | 69798867435 | 5859.73
BFV425 | 70 | ML224B-A A W | ML224BA | 10 | BUTTERFLY VALVE,LUG,LEVER HANDLE,CI BODY,SS DISC,200 WOG,BUNA LINER,EPOXY CTD BODY | 9101.62 | 70.68 | 1 | 697988136717 | 69798813671 | 9101.62
BFV425 | 70 | ML224E D J | ML224E | 2 | BUTTERFLY VALVE,LUG,LEVER HANDLE,CI BODY,SS DISC,200 WOG,EPDM LINER,DOUBLE DEAD END | 1362.38 | 9.28 | 1 | 697988623385 | 69798862338 | 1362.38
BFV425 | 70 | ML224E D K | ML224E | 2 1/2 | BUTTERFLY VALVE,LUG,LEVER HANDLE,CI BODY,SS DISC,200 WOG,EPDM LINER,DOUBLE DEAD END | 1362.38 | 11.16 | 1 | 697988623392 | 69798862339 | 1362.38
BFV425 | 70 | ML224E D L | ML224E | 3 | BUTTERFLY VALVE,LUG,LEVER HANDLE,CI BODY,SS DISC,200 WOG,EPDM LINER,DOUBLE DEAD END | 1641.37 | 11.43 | 1 | 697988623408 | 69798862340 | 1641.37
BFV425 | 70 | ML224E D N | ML224E | 4 | BUTTERFLY VALVE,LUG,LEVER HANDLE,CI BODY,SS DISC,200 WOG,EPDM LINER,DOUBLE DEAD END | 2084.58 | 17.43 | 1 | 697988623415 | 69798862341 | 2084.58
BFV425 | 70 | ML224E D R | ML224E | 5 | BUTTERFLY VALVE,LUG,LEVER HANDLE,CI BODY,SS DISC,200 WOG,EPDM LINER,DOUBLE DEAD END | 2856.03 | 22.82 | 1 | 697988623422 | 69798862342 | 2856.03
BFV425 | 70 | ML224E D S | ML224E | 6 | BUTTERFLY VALVE,LUG,LEVER HANDLE,CI BODY,SS DISC,200 WOG,EPDM LINER,DOUBLE DEAD END | 3151.53 | 26.62 | 1 | 697988623439 | 69798862343 | 3151.53
BFV425 | 70 | ML224E D U | ML224E | 8 | BUTTERFLY VALVE,LUG,LEVER HANDLE,CI BODY,SS DISC,200 WOG,EPDM LINER,DOUBLE DEAD END | 4940.69 | 43.46 | 1 | 697988623446 | 69798862344 | 4940.69
BFV425 | 70 | ML224E D W | ML224E | 10 | BUTTERFLY VALVE,LUG,LEVER HANDLE,CI BODY,SS DISC,200 WOG,EPDM LINER,DOUBLE DEAD END | 7985.48 | 68.68 | 1 | 697988623453 | 69798862345 | 7985.48
BFV425 | 70 | ML224E DWJ | ML224E | 12 | BUTTERFLY VALVE,LUG,LEVER HANDLE,CI BODY,SS DISC,200 WOG,EPDM LINER,DOUBLE DEAD END | 10759.42 | 98.46 | 1 | 697988623460 | 69798862346 | 10759.42
BFV425 | 70 | ML224E-A A J | ML224EA | 2 | BUTTERFLY VALVE,LUG,LEVER HANDLE,CI BODY,SS DISC,200 WOG,EPDM LINER,EPOXY CTD BODY | 1830.29 | 8.858 | 1 | 697988136823 | 69798813682 | 1830.29
BFV425 | 70 | ML224E-A A K | ML224EA | 2 1/2 | BUTTERFLY VALVE,LUG,LEVER HANDLE,CI BODY,SS DISC,200 WOG,EPDM LINER,EPOXY CTD BODY | 1830.29 | 10.646 | 1 | 697988341371 | 69798834137 | 1830.29
BFV425 | 70 | ML224E-A A L | ML224EA | 3 | BUTTERFLY VALVE,LUG,LEVER HANDLE,CI BODY,SS DISC,200 WOG,EPDM LINER,EPOXY CTD BODY | 2224.06 | 11.52 | 1 | 697988136830 | 69798813683 | 2224.06
BFV425 | 70 | ML224E-A A N | ML224EA | 4 | BUTTERFLY VALVE,LUG,LEVER HANDLE,CI BODY,SS DISC,200 WOG,EPDM LINER,EPOXY CTD BODY | 2708.2 | 20 | 1 | 697988136847 | 69798813684 | 2708.2
BFV425 | 70 | ML224E-A A S | ML224EA | 6 | BUTTERFLY VALVE,LUG,LEVER HANDLE,CI BODY,SS DISC,200 WOG,EPDM LINER,EPOXY CTD BODY | 3980.39 | 26.44 | 1 | 697988136854 | 69798813685 | 3980.39
BFV425 | 70 | ML224E-A A U | ML224EA | 8 | BUTTERFLY VALVE,LUG,LEVER HANDLE,CI BODY,SS DISC,200 WOG,EPDM LINER,EPOXY CTD BODY | 5859.73 | 42.224 | 1 | 697988136861 | 69798813686 | 5859.73
BFV425 | 70 | ML224E-A A W | ML224EA | 10 | BUTTERFLY VALVE,LUG,LEVER HANDLE,CI BODY,SS DISC,200 WOG,EPDM LINER,EPOXY CTD BODY | 9101.62 | 65.012 | 1 | 697988341388 | 69798834138 | 9101.62
BFV425 | 70 | ML224E-A AWJ | ML224EA | 12 | BUTTERFLY VALVE,LUG,LEVER HANDLE,CI BODY,SS DISC,200 WOG,EPDM LINER,EPOXY CTD BODY | 12294.04 | 95.394 | 1 | 697988341395 | 69798834139 | 12294.04
BFV425 | 70 | ML224H A L | ML224H | 3 | BUTTERFLY VALVE,LUG,LEVER HANDLE,CI BODY,SS DISC,200 WOG,HYPALON LINER | 2010.71 | 13 | 1 | 697988136922 | 69798813692 | 2010.71
BFV425 | 70 | ML224H A N | ML224H | 4 | BUTTERFLY VALVE,LUG,LEVER HANDLE,CI BODY,SS DISC,200 WOG,HYPALON LINER | 2453.95 | 17.53 | 1 | 697988136939 | 69798813693 | 2453.95
BFV425 | 70 | ML224H A S | ML224H | 6 | BUTTERFLY VALVE,LUG,LEVER HANDLE,CI BODY,SS DISC,200 WOG,HYPALON LINER | 3643.93 | 26.094 | 1 | 697988692121 | 69798869212 | 3643.93
BFV425 | 70 | ML224NB A J | ML224NB | 2 | BUTTERFLY VALVE,LUG,LEVER HANDLE,CI BODY,SS DISC,200 WOG,BLACK NEOPRENE LINER | 1731.8 | 13 | 1 | 697988136946 | 69798813694 | 1731.8
BFV425 | 70 | ML224NB A K | ML224NB | 2 1/2 | BUTTERFLY VALVE,LUG,LEVER HANDLE,CI BODY,SS DISC,200 WOG,BLACK NEOPRENE LINER | 1731.8 | 11.4 | 1 | 697988136953 | 69798813695 | 1731.8
BFV425 | 70 | ML224NB A L | ML224NB | 3 | BUTTERFLY VALVE,LUG,LEVER HANDLE,CI BODY,SS DISC,200 WOG,BLACK NEOPRENE LINER | 2010.71 | 13 | 1 | 697988136960 | 69798813696 | 2010.71
BFV425 | 70 | ML224NB A N | ML224NB | 4 | BUTTERFLY VALVE,LUG,LEVER HANDLE,CI BODY,SS DISC,200 WOG,BLACK NEOPRENE LINER | 2453.95 | 18.9 | 1 | 697988136977 | 69798813697 | 2453.95
BFV425 | 70 | ML224NB A S | ML224NB | 6 | BUTTERFLY VALVE,LUG,LEVER HANDLE,CI BODY,SS DISC,200 WOG,BLACK NEOPRENE LINER | 3643.93 | 28 | 1 | 697988136991 | 69798813699 | 3643.93
BFV425 | 70 | ML224NB A U | ML224NB | 8 | BUTTERFLY VALVE,LUG,LEVER HANDLE,CI BODY,SS DISC,200 WOG,BLACK NEOPRENE LINER | 5974.8 | 44 | 1 | 697988137004 | 69798813700 | 5974.8
BFV425 | 70 | ML224NB AWJ | ML224NB | 12 | BUTTERFLY VALVE,LUG,LEVER HANDLE,CI BODY,SS DISC,200 WOG,BLACK NEOPRENE LINER | 12532.1 | 111 | 1 | 697988137028 | 69798813702 | 12532.1
BFV425 | 70 | ML224NW A L | ML224NW | 3 | BUTTERFLY VALVE,LUG,LEVER HANDLE,CI BODY,SS DISC,200 WOG,WHITE NEOPRENE LINER | 2035.3 | 13 | 1 | 697988137059 | 69798813705 | 2035.3
BFV425 | 70 | ML224NW A S | ML224NW | 6 | BUTTERFLY VALVE,LUG,LEVER HANDLE,CI BODY,SS DISC,200 WOG,WHITE NEOPRENE LINER | 3742.47 | 26.2 | 1 | 697988137080 | 69798813708 | 3742.47
BFV425 | 70 | ML224NW A U | ML224NW | 8 | BUTTERFLY VALVE,LUG,LEVER HANDLE,CI BODY,SS DISC,200 WOG,WHITE NEOPRENE LINER | 6073.2 | 44.75 | 1 | 697988137097 | 69798813709 | 6073.2
BFV425 | 70 | ML224NW A W | ML224NW | 10 | BUTTERFLY VALVE,LUG,LEVER HANDLE,CI BODY,SS DISC,200 WOG,WHITE NEOPRENE LINER | 9273.97 | 70.68 | 1 | 697988137103 | 69798813710 | 9273.97
BFV425 | 70 | ML224NW AWJ | ML224NW | 12 | BUTTERFLY VALVE,LUG,LEVER HANDLE,CI BODY,SS DISC,200 WOG,WHITE NEOPRENE LINER | 12638.74 | 93.272 | 1 | 697988137110 | 69798813711 | 12638.74
BFV425 | 70 | ML224NW-DAA L | ML224NWDA | 3 | BUTTERFLY VALVE,LUG,LEVER HANDLE,CI BODY,SS DISC,200 WOG,WHITE NEOPRENE LINER,DRY ASSEMBLED | 2035.3 | 13 | 1 | 697988541320 | 69798854132 | 2035.3
BFV425 | 70 | ML224NW-DAA S | ML224NWDA | 6 | BUTTERFLY VALVE,LUG,LEVER HANDLE,CI BODY,SS DISC,200 WOG,WHITE NEOPRENE LINER,DRY ASSEMBLED | 3742.45 | 28 | 1 | 697988137158 | 69798813715 | 3742.45
BFV425 | 70 | ML224NW-DAA U | ML224NWDA | 8 | BUTTERFLY VALVE,LUG,LEVER HANDLE,CI BODY,SS DISC,200 WOG,WHITE NEOPRENE LINER,DRY ASSEMBLED | 6073.2 | 44 | 1 | 697988541337 | 69798854133 | 6073.2
BFV425 | 70 | ML224NWA A S | ML224NW | 6 | BUTTERFLY VALVE,LUG,LEVER HANDLE,CI BODY,SS DISC,200 WOG,WHITE NEOPRENE LINER,EPOXY CTD BODY | 3742.47 | 26.094 | 1 | 697988366992 | 69798836699 | 3742.47
BFV425 | 70 | ML224T A J | ML224T | 2 | BUTTERFLY VALVE,LUG,LEVER HANDLE,CI BODY,SS DISC,200 WOG,TEFLON LINER | 4079 | 8.948 | 1 | 697988137165 | 69798813716 | 4079
BFV425 | 70 | ML224T A K | ML224T | 2 1/2 | BUTTERFLY VALVE,LUG,LEVER HANDLE,CI BODY,SS DISC,200 WOG,TEFLON LINER | 4472.98 | 10.844 | 1 | 697988137172 | 69798813717 | 4472.98
BFV425 | 70 | ML224T A L | ML224T | 3 | BUTTERFLY VALVE,LUG,LEVER HANDLE,CI BODY,SS DISC,200 WOG,TEFLON LINER | 4850.3 | 11.73 | 1 | 697988137189 | 69798813718 | 4850.3
BFV425 | 70 | ML224T A N | ML224T | 4 | BUTTERFLY VALVE,LUG,LEVER HANDLE,CI BODY,SS DISC,200 WOG,TEFLON LINER | 5794.14 | 18.62 | 1 | 697988137196 | 69798813719 | 5794.14
BFV425 | 70 | ML224T A S | ML224T | 6 | BUTTERFLY VALVE,LUG,LEVER HANDLE,CI BODY,SS DISC,200 WOG,TEFLON LINER | 8083.9 | 26.26 | 1 | 697988137202 | 69798813720 | 8083.9
BFV425 | 70 | ML224T-A A L | ML224TA | 3 | BUTTERFLY VALVE,LUG,LEVER HANDLE,CI BODY,SS DISC,200 WOG,TEFLON LINER,EPOXY COATED BODY | 5432.98 | 11.73 | 1 | 697988720244 | 69798872024 | 5432.98
BFV425 | 70 | ML224T-A A N | ML224TA | 4 | BUTTERFLY VALVE,LUG,LEVER HANDLE,CI BODY,SS DISC,200 WOG,TEFLON LINER,EPOXY COATED BODY | 6417.75 | 0 | 1 | 697988738461 | 69798873846 | 6417.75
BFV425 | 70 | ML224T-A A S | ML224TA | 6 | BUTTERFLY VALVE,LUG,LEVER HANDLE,CI BODY,SS DISC,200 WOG,TEFLON LINER,EPOXY CTD BODY | 8912.74 | 26.32 | 1 | 697988682085 | 69798868208 | 8912.74
BFV425 | 70 | ML224V A J | ML224V | 2 | BUTTERFLY VALVE,LUG,LEVER HANDLE,CI BODY,SS DISC,200 WOG,VITON LINER | 2355.38 | 9.248 | 1 | 697988137240 | 69798813724 | 2355.38
BFV425 | 70 | ML224V A K | ML224V | 2 1/2 | BUTTERFLY VALVE,LUG,LEVER HANDLE,CI BODY,SS DISC,200 WOG,VITON LINER | 2355.38 | 11.3 | 1 | 697988137257 | 69798813725 | 2355.38
BFV425 | 70 | ML224V A L | ML224V | 3 | BUTTERFLY VALVE,LUG,LEVER HANDLE,CI BODY,SS DISC,200 WOG,VITON LINER | 2634.34 | 11.646 | 1 | 697988137264 | 69798813726 | 2634.34
BFV425 | 70 | ML224V A N | ML224V | 4 | BUTTERFLY VALVE,LUG,LEVER HANDLE,CI BODY,SS DISC,200 WOG,VITON LINER | 3282.84 | 17.912 | 1 | 697988137271 | 69798813727 | 3282.84
BFV425 | 70 | ML224V A R | ML224V | 5 | BUTTERFLY VALVE,LUG,LEVER HANDLE,CI BODY,SS DISC,200 WOG,VITON LINER | 4604.18 | 24 | 1 | 697988137288 | 69798813728 | 4604.18
BFV425 | 70 | ML224V A S | ML224V | 6 | BUTTERFLY VALVE,LUG,LEVER HANDLE,CI BODY,SS DISC,200 WOG,VITON LINER | 4940.66 | 27.28 | 1 | 697988137295 | 69798813729 | 4940.66
BFV425 | 70 | ML224V A U | ML224V | 8 | BUTTERFLY VALVE,LUG,LEVER HANDLE,CI BODY,SS DISC,200 WOG,VITON LINER | 8067.57 | 44.8 | 1 | 697988137301 | 69798813730 | 8067.57
BFV425 | 70 | ML224V AWJ | ML224V | 12 | BUTTERFLY VALVE,LUG,LEVER HANDLE,CI BODY,SS DISC,200 WOG,VITON LINER | 15289.73 | 76 | 1 | 697988137318 | 69798813731 | 15289.73
BFV425 | 70 | ML224V-A A J | ML224VA | 2 | BUTTERFLY VALVE,LUG,LEVER HANDLE,CI BODY,SS DISC,200 WOG,VITON LINER,EPOXY CTD BODY | 2823.26 | 11 | 1 | 697988612280 | 69798861228 | 2823.26
BFV425 | 70 | ML224V-A A L | ML224VA | 3 | BUTTERFLY VALVE,LUG,LEVER HANDLE,CI BODY,SS DISC,200 WOG,VITON LINER,EPOXY CTD BODY | 3217.07 | 13 | 1 | 697988589667 | 69798858966 | 3217.07
BFV425 | 70 | ML224V-A A N | ML224VA | 4 | BUTTERFLY VALVE,LUG,LEVER HANDLE,CI BODY,SS DISC,200 WOG,VITON LINER,EPOXY CTD BODY | 3906.52 | 20 | 1 | 697988589674 | 69798858967 | 3906.52
BFV425 | 70 | ML224V-A A S | ML224VA | 6 | BUTTERFLY VALVE,LUG,LEVER HANDLE,CI BODY,SS DISC,200 WOG,VITON LINER,EPOXY CTD BODY | 5769.47 | 25.82 | 1 | 697988137325 | 69798813732 | 5769.47
BFV425 | 70 | ML224V-A A U | ML224VA | 8 | BUTTERFLY VALVE,LUG,LEVER HANDLE,CI BODY,SS DISC,200 WOG,VITON LINER,EPOXY CTD BODY | 8986.67 | 44.8 | 1 | 697988663534 | 69798866353 | 8986.67
BFV425 | 70 | ML227B A N | ML227B | 4 | BUTTERFLY VALVE,LUG,LEVER HANDLE,CI BODY,NYLON CTD DI DISC,200 WOG,BUNA LINER | 1543.05 | 18.22 | 1 | 697988326415 | 69798832641 | 1543.05
BFV425 | 70 | ML227E A J | ML227E | 2 | BUTTERFLY VALVE,LUG,LEVER HANDLE,CI BODY,NYLON CTD DI DISC,200 WOG,EPDM LINER | 1107.88 | 11 | 1 | 697988603042 | 69798860304 | 1107.88
BFV425 | 70 | ML227E A K | ML227E | 2 1/2 | BUTTERFLY VALVE,LUG,LEVER HANDLE,CI BODY,NYLON CTD DI DISC,200 WOG,EPDM LINER | 1107.88 | 10.74 | 1 | 697988603059 | 69798860305 | 1107.88
BFV425 | 70 | ML227E A L | ML227E | 3 | BUTTERFLY VALVE,LUG,LEVER HANDLE,CI BODY,NYLON CTD DI DISC,200 WOG,EPDM LINER | 1231.06 | 11.404 | 1 | 697988345034 | 69798834503 | 1231.06
BFV425 | 70 | ML227E A N | ML227E | 4 | BUTTERFLY VALVE,LUG,LEVER HANDLE,CI BODY,NYLON CTD DI DISC,200 WOG,EPDM LINER | 1543.05 | 18.22 | 1 | 697988387034 | 69798838703 | 1543.05
BFV425 | 70 | ML227E A R | ML227E | 5 | BUTTERFLY VALVE,LUG,LEVER HANDLE,CI BODY,NYLON CTD DI DISC,200 WOG,EPDM LINER | 2109.22 | 22.8 | 1 | 697988603066 | 69798860306 | 2109.22
BFV425 | 70 | ML227E A S | ML227E | 6 | BUTTERFLY VALVE,LUG,LEVER HANDLE,CI BODY,NYLON CTD DI DISC,200 WOG,EPDM LINER | 2494.86 | 23.2 | 1 | 697988335523 | 69798833552 | 2494.86
BFV425 | 70 | ML227E A U | ML227E | 8 | BUTTERFLY VALVE,LUG,LEVER HANDLE,CI BODY,NYLON CTD DI DISC,200 WOG,EPDM LINER | 3389.52 | 76 | 1 | 697988710566 | 69798871056 | 3389.52
BFV425 | 70 | ML227E A W | ML227E | 10 | BUTTERFLY VALVE,LUG,LEVER HANDLE,CI BODY,NYLON CTD DI DISC,200 WOG,EPDM LINER | 4694.53 | 76 | 1 | 697988598294 | 69798859829 | 4694.53
BFV425 | 70 | ML227E-A A L | ML227EA | 3 | BUTTERFLY VALVE,LUG,LEVER HANDLE,CI BODY,NYLON CTD DI DISC,200 WOG,EPDM LINER,EPOXY CTD BODY | 1813.77 | 11.404 | 1 | 697988662742 | 69798866274 | 1813.77
BFV425 | 70 | ML227E-A A N | ML227EA | 4 | BUTTERFLY VALVE,LUG,LEVER HANDLE,CI BODY,NYLON COATED DUCTILE DISC,200 WOG,EPDM LINER,EPOXY CTD BODY | 2166.69 | 11.404 | 1 | 697988693319 | 69798869331 | 2166.69
BFV425 | 70 | ML227ES A K | ML227ES | 2 1/2 | BUTTERFLY VALVE,LUG,LEVER HANDLE,CI BODY,NYLON CTD DI DISC,200 WOG,EPDM LINER,316 SS STEM | 1263.75 | 11.65 | 1 | 697988607408 | 69798860740 | 1263.75
BFV425 | 70 | ML227ES A L | ML227ES | 3 | BUTTERFLY VALVE,LUG,LEVER HANDLE,CI BODY,NYLON CTD DI DISC,200 WOG,EPDM LINER,316 SS STEM | 1403.43 | 12.5 | 1 | 697988607675 | 69798860767 | 1403.43
BFV425 | 70 | ML227ES A N | ML227ES | 4 | BUTTERFLY VALVE,LUG,LEVER HANDLE,CI BODY,NYLON CTD DI DISC,200 WOG,EPDM LINER,316 SS STEM | 1748.18 | 19.1 | 1 | 697988607699 | 69798860769 | 1748.18
BFV425 | 70 | ML227ES A S | ML227ES | 6 | BUTTERFLY VALVE,LUG,LEVER HANDLE,CI BODY,NYLON CTD DI DISC,200 WOG,EPDM LINER,316 SS STEM | 2774.03 | 23.2 | 1 | 697988607705 | 69798860770 | 2774.03
BFV425 | 70 | ML228E A J | ML228E | 2 | BUTTERFLY VALVE,LUG,LEVER HANDLE,CI BODY,EPOXY CTD DI DISC,200 WOG,EPDM LINER | 1075.04 | 11 | 1 | 697988347724 | 69798834772 | 1075.04
BFV425 | 70 | ML228E A K | ML228E | 2 1/2 | BUTTERFLY VALVE,LUG,LEVER HANDLE,CI BODY,EPOXY CTD DI DISC,200 WOG,EPDM LINER | 1075.04 | 12.5 | 1 | 697988347731 | 69798834773 | 1075.04
BFV425 | 70 | ML228E A L | ML228E | 3 | BUTTERFLY VALVE,LUG,LEVER HANDLE,CI BODY,EPOXY CTD DI DISC,200 WOG,EPDM LINER | 1190.07 | 12.1 | 1 | 697988347748 | 69798834774 | 1190.07
BFV425 | 70 | ML228E A N | ML228E | 4 | BUTTERFLY VALVE,LUG,LEVER HANDLE,CI BODY,EPOXY CTD DI DISC,200 WOG,EPDM LINER | 1510.12 | 17.64 | 1 | 697988347755 | 69798834775 | 1510.12
BFV425 | 70 | ML228E A R | ML228E | 5 | BUTTERFLY VALVE,LUG,LEVER HANDLE,CI BODY,EPOXY CTD DI DISC,200 WOG,EPDM LINER | 2076.42 | 22.8 | 1 | 697988347762 | 69798834776 | 2076.42
BFV425 | 70 | ML228E A S | ML228E | 6 | BUTTERFLY VALVE,LUG,LEVER HANDLE,CI BODY,EPOXY CTD DI DISC,200 WOG,EPDM LINER | 2453.89 | 28 | 1 | 697988347779 | 69798834777 | 2453.89
BFV425 | 70 | ML228E A U | ML228E | 8 | BUTTERFLY VALVE,LUG,LEVER HANDLE,CI BODY,EPOXY CTD DI DISC,200 WOG,EPDM LINER | 3323.84 | 44 | 1 | 697988347786 | 69798834778 | 3323.84
BFV425 | 70 | ML228E A W | ML228E | 10 | BUTTERFLY VALVE,LUG,LEVER HANDLE,CI BODY,EPOXY CTD DI DISC,200 WOG,EPDM LINER | 4637.04 | 76 | 1 | 697988347793 | 69798834779 | 4637.04
BFV425 | 70 | ML228E AWJ | ML228E | 12 | BUTTERFLY VALVE,LUG,LEVER HANDLE,CI BODY,EPOXY CTD DI DISC,200 WOG,EPDM LINER | 6065.01 | 111 | 1 | 697988347809 | 69798834780 | 6065.01
BFV425 | 70 | ML228E-A A L | ML228EA | 3 | BUTTERFLY VALVE,LUG,LEVER HANDLE,CI BODY,EPOXY CTD DI DISC,200 WOG,EPDM LINER,EPOXY COATED BODY | 1772.8 | 11.5 | 1 | 697988699694 | 69798869969 | 1772.8
BFV425 | 70 | ML228E-A A N | ML228EA | 4 | BUTTERFLY VALVE,LUG,LEVER HANDLE,CI BODY,EPOXY CTD DI DISC,200 WOG,EPDM LINER,EPOXY CTD BODY | 2133.78 | 20 | 1 | 697988596696 | 69798859669 | 2133.78
BFV425 | 70 | ML228E-A A S | ML228EA | 6 | BUTTERFLY VALVE,LUG,LEVER HANDLE,CI BODY,EPOXY CTD DI DISC,200 WOG,EPDM LINER,EPOXY CTD BODY | 3282.7 | 28 | 1 | 697988596702 | 69798859670 | 3282.7
BFV425 | 70 | ML228V A J | ML228V | 2 | BUTTERFLY VALVE,LUG,LEVER HANDLE,CI BODY,EPOXY CTD DI DISC,200 WOG,VITON LINER | 2068.05 | 11 | 1 | 697988371286 | 69798837128 | 2068.05
BFV425 | 70 | ML228V A L | ML228V | 3 | BUTTERFLY VALVE,LUG,LEVER HANDLE,CI BODY,EPOXY CTD DI DISC,200 WOG,VITON LINER | 2183.02 | 13 | 1 | 697988371293 | 69798837129 | 2183.02
BFV425 | 70 | ML228V A U | ML228V | 8 | BUTTERFLY VALVE,LUG,LEVER HANDLE,CI BODY,EPOXY CTD DI DISC,200 WOG,VITON LINER | 6450.77 | 44.45 | 1 | 697988635784 | 69798863578 | 6450.77
BFV425 | 70 | ML228V-A A L | ML228VA | 3 | BUTTERFLY VALVE,LUG,LEVER HANDLE,CI BODY,EPOXY CTD DI DISC,200 WOG,VITON LINER,EPOXY COATED BODY | 2765.74 | 0 | 1 | 697988766273 | 69798876627 | 2765.74
BFV425 | 70 | ML228V-A A U | ML228VA | 8 | BUTTERFLY VALVE,LUG,LEVER HANDLE,CI BODY,EPOXY CTD DI DISC,200 WOG,VITON LINER,EPOXY CTD BODY | 7369.87 | 44.45 | 1 | 697988635791 | 69798863579 | 7369.87
BFV425 | 71 | ML232B D J | ML232B | 2 | BUTTERFLY VALVE,LUG,LEVER HANDLE,DI BODY,NCKL PLTD DI DISC,200 WOG,BUNA LINER,DDE | 1075.04 | 10.88 | 1 | 697988716599 | 69798871659 | 1075.04
BFV425 | 71 | ML232B D K | ML232B | 2 1/2 | BUTTERFLY VALVE,LUG,LEVER HANDLE,DI BODY,NCKL PLTD DI DISC,200 WOG,BUNA LINER,DOUBLE DEAD END | 1075.04 | 10.88 | 1 | 697988705210 | 69798870521 | 1075.04
BFV425 | 71 | ML232B D L | ML232B | 3 | BUTTERFLY VALVE,LUG,LEVER HANDLE,DI BODY,NCKL PLTD DI DISC,200 WOG,BUNA LINER,DOUBLE DEAD END | 1206.4 | 11.62 | 1 | 697988699410 | 69798869941 | 1206.4
BFV425 | 71 | ML232B D N | ML232B | 4 | BUTTERFLY VALVE,LUG,LEVER HANDLE,DI BODY,NCKL PLTD DI DISC,200 WOG,BUNA LINER,DOUBLE DEAD END | 1518.42 | 17.68 | 1 | 697988646841 | 69798864684 | 1518.42
BFV425 | 71 | ML232B D R | ML232B | 5 | BUTTERFLY VALVE,LUG,LEVER HANDLE,DI BODY,NCKL PLTD DI DISC,200 WOG,BUNA LINER,DDE | 2043.54 | 26.12 | 1 | 697988716605 | 69798871660 | 2043.54
BFV425 | 71 | ML232B D S | ML232B | 6 | BUTTERFLY VALVE,LUG,LEVER HANDLE,DI BODY,NCKL PLTD DI DISC,200 WOG,BUNA LINER,DOUBLE DEAD END | 2437.49 | 26.12 | 1 | 697988649569 | 69798864956 | 2437.49
BFV425 | 71 | ML232B D U | ML232B | 8 | BUTTERFLY VALVE,LUG,LEVER HANDLE,DI BODY,NCKL PLTD DI DISC,200 WOG,BUNA LINER,DOUBLE DEAD END | 3258.25 | 40.79 | 1 | 697988715370 | 69798871537 | 3258.25
BFV425 | 71 | ML232E D J | ML232E | 2 | BUTTERFLY VALVE,LUG,LEVER HANDLE,CI BODY,ALMN/BRNZ DISC,200 WOG,EPDM LINER,DOUBLE DEAD END | 1075.04 | 9.048 | 1 | 697988703377 | 69798870337 | 1075.04
BFV425 | 71 | ML232E D K | ML232E | 2 1/2 | BUTTERFLY VALVE,LUG,LEVER HANDLE,DI BODY,NCKL PLTD DI DISC,200 WOG,EPDM LINER,DOUBLE DEAD END | 1075.04 | 10.88 | 1 | 697988639171 | 69798863917 | 1075.04
BFV425 | 71 | ML232E D L | ML232E | 3 | BUTTERFLY VALVE,LUG,LEVER HANDLE,DI BODY,NCKL PLTD DI DISC,200 WOG,EPDM LINER,DOUBLE DEAD END | 1206.4 | 11.62 | 1 | 697988636804 | 69798863680 | 1206.4
BFV425 | 71 | ML232E D N | ML232E | 4 | BUTTERFLY VALVE,LUG,LEVER HANDLE,DI BODY,NCKL PLTD DI DISC,200 WOG,EPDM LINER,DOUBLE DEAD END | 1518.42 | 18.36 | 1 | 697988633308 | 69798863330 | 1518.42
BFV425 | 71 | ML232E D R | ML232E | 5 | BUTTERFLY VALVE,LUG,LEVER HANDLE,DI BODY,NCKL PLTD DI DISC,200 WOG,EPDM LINER,DOUBLE DEAD END | 2043.54 | 22.24 | 1 | 697988639188 | 69798863918 | 2043.54
BFV425 | 71 | ML232E D S | ML232E | 6 | BUTTERFLY VALVE,LUG,LEVER HANDLE,DI BODY,NCKL PLTD DI DISC,200 WOG,EPDM LINER,DOUBLE DEAD END | 2437.49 | 26.32 | 1 | 697988633292 | 69798863329 | 2437.49
BFV425 | 71 | ML232E D U | ML232E | 8 | BUTTERFLY VALVE,LUG,LEVER HANDLE,DI BODY,NCKL PLTD DI DISC,200 WOG,EPDM LINER,DOUBLE DEAD END | 3258.25 | 43.72 | 1 | 697988695603 | 69798869560 | 3258.25
BFV425 | 71 | ML232E D W | ML232E | 10 | BUTTERFLY VALVE,LUG,LEVER HANDLE,DI BODY,NCKL PLTD DI DISC,200 WOG,EPDM LINER,DOUBLE DEAD END | 4513.85 | 73.25 | 1 | 697988717459 | 69798871745 | 4513.85
BFV425 | 71 | ML232E DWJ | ML232E | 12 | BUTTERFLY VALVE,LUG,LEVER,DI BODY,NI PLTD DUCTILE IRON,200 WOG,EPDM LINER,DDE,NSF/ANSI 372 & 61 | 5892.45 | 111.4 | 1 | 697988731677 | 69798873167 | 5892.45
BFV425 | 71 | ML232E-A A J | ML232EA | 2 | BUTTERFLY VALVE,LUG,LEVER HANDLE,DI BODY,NCKL PLTD DI DISC,200 WOG,EPDM LINER,EPOXY COATED BODY | 1542.92 | 9.43 | 1 | 697988697003 | 69798869700 | 1542.92
BFV425 | 71 | ML232E-A A K | ML232EA | 2 1/2 | BUTTERFLY VALVE,LUG,LEVER HANDLE,DI BODY,NCKL PLTD DI DISC,200 WOG,EPDM LINER,EPOXY COATED BODY | 1542.92 | 11.2 | 1 | 697988703148 | 69798870314 | 1542.92
BFV425 | 71 | ML232E-A A L | ML232EA | 3 | BUTTERFLY VALVE,LUG,LEVER HANDLE,DI BODY,NCKL PLTD DI DISC,200 WOG,EPDM LINER,EPOXY COATED BODY | 1789.14 | 11.35 | 1 | 697988699052 | 69798869905 | 1789.14
BFV425 | 71 | ML232E-A A N | ML232EA | 4 | BUTTERFLY VALVE,LUG,LEVER HANDLE,DI BODY,NCKL PLTD DI DISC,200 WOG,EPDM LINER,EPOXY COATED BODY | 2142.06 | 20 | 1 | 697988699045 | 69798869904 | 2142.06
BFV425 | 71 | ML232E-A A S | ML232EA | 6 | BUTTERFLY VALVE,LUG,LEVER HANDLE,DI BODY,NCKL PLTD DI DISC,200 WOG,EPDM LINER,EPOXY COATED BODY | 3266.32 | 25.264 | 1 | 697988697102 | 69798869710 | 3266.32
BFV425 | 71 | ML232E-A A U | ML232EA | 8 | BUTTERFLY VALVE,LUG,LEVER HANDLE,DI BODY,NCKL PLTD DI DISC,200 WOG,EPDM LINER,EPOXY COATED BODY | 4177.32 | 42.036 | 1 | 697988697119 | 69798869711 | 4177.32
BFV425 | 71 | ML232ES D N | ML232ES | 4 | BUTTERFLY VALVE,LUG,LEVER HANDLE,DI BODY,SS DISC/STEM,200 WOG,EPDM LINER,DOUBLE DEAD END | 1723.59 | 18.36 | 1 | 697988715929 | 69798871592 | 1723.59
BFV425 | 71 | ML232NB A L | ML232NB | 3 | BUTTERFLY VALVE,LUG,LEVER HANDLE,DI BODY,NCKL PLTD DI DISC,200 WOG,BLACK NEOPRENE LINER | 1575.79 | 13 | 1 | 697988543423 | 69798854342 | 1575.79
BFV425 | 71 | ML232V A J | ML232V | 2 | BUTTERFLY VALVE,LUG,LEVER HANDLE,DI BODY,NCKL PLTD DI DISC,200 WOG,VITON LINER | 2068.05 | 11 | 1 | 697988137714 | 69798813771 | 2068.05
BFV425 | 71 | ML232V A K | ML232V | 2 1/2 | BUTTERFLY VALVE,LUG,LEVER HANDLE,DI BODY,NCKL PLTD DI DISC,200 WOG,VITON LINER | 2068.05 | 12.5 | 1 | 697988137721 | 69798813772 | 2068.05
BFV425 | 71 | ML232V A L | ML232V | 3 | BUTTERFLY VALVE,LUG,LEVER HANDLE,DI BODY,NCKL PLTD DI DISC,200 WOG,VITON LINER | 2199.38 | 13 | 1 | 697988137738 | 69798813773 | 2199.38
BFV425 | 71 | ML232V A N | ML232V | 4 | BUTTERFLY VALVE,LUG,LEVER HANDLE,DI BODY,NCKL PLTD DI DISC,200 WOG,VITON LINER | 2716.67 | 18.08 | 1 | 697988137745 | 69798813774 | 2716.67
BFV425 | 71 | ML232V A R | ML232V | 5 | BUTTERFLY VALVE,LUG,LEVER HANDLE,DI BODY,NCKL PLTD DI DISC,200 WOG,VITON LINER | 3791.62 | 23 | 1 | 697988379343 | 69798837934 | 3791.62
BFV425 | 71 | ML232V A S | ML232V | 6 | BUTTERFLY VALVE,LUG,LEVER HANDLE,DI BODY,NCKL PLTD DI DISC,200 WOG,VITON LINER | 4226.58 | 26.1 | 1 | 697988137752 | 69798813775 | 4226.58
BFV425 | 71 | ML232V A U | ML232V | 8 | BUTTERFLY VALVE,LUG,LEVER HANDLE,DI BODY,NCKL PLTD DI DISC,200 WOG,VITON LINER | 6385.13 | 44 | 1 | 697988137769 | 69798813776 | 6385.13
BFV425 | 71 | ML232V A W | ML232V | 10 | BUTTERFLY VALVE,LUG,LEVER HANDLE,DI BODY,NCKL PLTD DI DISC,200 WOG,VITON LINER | 8157.82 | 76 | 1 | 697988379350 | 69798837935 | 8157.82
BFV425 | 71 | ML232V AWJ | ML232V | 12 | BUTTERFLY VALVE,LUG,LEVER HANDLE,DI BODY,NCKL PLTD DI DISC,200 WOG,VITON LINER | 10422.85 | 111 | 1 | 697988137776 | 69798813777 | 10422.85
BFV425 | 71 | ML232V-A A U | ML232VA | 8 | BUTTERFLY VALVE,LUG,LEVER HANDLE,DI BODY,NCKL PLTD DI DISC,200 WOG,VITON LINER,EPOXY COATED BODY | 7304.29 | 44 | 1 | 697988550445 | 69798855044 | 7304.29
BFV425 | 71 | ML233B D J | ML233B | 2 | BUTTERFLY VALVE,LUG,LEVER HANDLE,DI BODY,ALUMINUM/BRONZE DISC,200 WOG,BUNA LINER,DOUBLE DEAD END | 1157.1 | 9.5 | 1 | 697988649293 | 69798864929 | 1157.1
BFV425 | 71 | ML233B D K | ML233B | 2 1/2 | BUTTERFLY VALVE,LUG,LEVER HANDLE,DI BODY,ALUMINUM/BRONZE DISC,200 WOG,BUNA LINER,DOUBLE DEAD END | 1157.1 | 11.24 | 1 | 697988678552 | 69798867855 | 1157.1
BFV425 | 71 | ML233B D L | ML233B | 3 | BUTTERFLY VALVE,LUG,LEVER HANDLE,DI BODY,ALUMINUM/BRONZE DISC,200 WOG,BUNA LINER,DOUBLE DEAD END | 1272.02 | 11.7 | 1 | 697988646322 | 69798864632 | 1272.02
BFV425 | 71 | ML233B D N | ML233B | 4 | BUTTERFLY VALVE,LUG,LEVER HANDLE,DI BODY,ALUMINUM/BRONZE DISC,200 WOG,BUNA LINER,DOUBLE DEAD END | 1674.28 | 18.16 | 1 | 697988646339 | 69798864633 | 1674.28
BFV425 | 71 | ML233B D R | ML233B | 5 | BUTTERFLY VALVE,LUG,LEVER HANDLE,DI BODY,ALUMINUM/BRONZE DISC,200 WOG,BUNA LINER,DOUBLE DEAD END | 2380.04 | 20.944 | 1 | 697988649309 | 69798864930 | 2380.04
BFV425 | 71 | ML233B D S | ML233B | 6 | BUTTERFLY VALVE,LUG,LEVER HANDLE,DI BODY,ALUMINUM/BRONZE DISC,200 WOG,BUNA LINER,DOUBLE DEAD END | 2691.92 | 25.54 | 1 | 697988646346 | 69798864634 | 2691.92
BFV425 | 71 | ML233B D U | ML233B | 8 | BUTTERFLY VALVE,LUG,LEVER HANDLE,DI BODY,ALUMINUM/BRONZE DISC,200 WOG,BUNA LINER,DOUBLE DEAD END | 3840.87 | 43.52 | 1 | 697988649316 | 69798864931 | 3840.87
BFV425 | 71 | ML233B D W | ML233B | 10 | BUTTERFLY VALVE,LUG,LEVER HANDLE,DI BODY,ALUMINUM/BRONZE DISC,200 WOG,BUNA LINER,DOUBLE DEAD END | 5047.4 | 67.28 | 1 | 697988649323 | 69798864932 | 5047.4
BFV425 | 71 | ML233B DWJ | ML233B | 12 | BUTTERFLY VALVE,LUG,LEVER HANDLE,DI BODY,ALUMINUM/BRONZE DISC,200 WOG,BUNA LINER,DOUBLE DEAD END | 7369.88 | 95.26 | 1 | 697988649330 | 69798864933 | 7369.88
BFV425 | 70 | ML233B-A A N | ML233BA | 4 | BUTTERFLY VALVE,LUG,LEVER HANDLE,DI BODY,ALUMINUM/BRONZE DSC,200 WOG,BUNA LINER,EPOXY COATED BODY | 2297.89 | 17.75 | 1 | 697988772588 | 69798877258 | 3217.046
BFV425 | 71 | ML233BS D J | ML233BS | 2 | BUTTERFLY VALVE,LUG,LEVER HANDLE,DI BODY,ALM/BRNZE DSC,316 STEMS,200 WOG,BUNA LINER,DOUBLE DEAD END | 1500.63 | 0 | 1 | 697988767379 | 69798876737 | 1500.63
BFV425 | 71 | ML233BS D L | ML233BS | 3 | BUTTERFLY,LUG,LEVER HNDLE,DI BODY,ALUMINUM/BRONZE DSC,200 WOG,BUNA LNR,316 STEM,DOUBLE DEAD END | 1444.43 | 11.7 | 1 | 697988634114 | 69798863411 | 1444.43
BFV425 | 71 | ML233BS D N | ML233BS | 4 | BUTTERFLY,LUG,LEVER HNDLE,DI BODY,ALUMINUM/BRONZE DSC,200 WOG,BUNA LNR,316 STEM,DOUBLE DEAD END | 1879.4 | 17.5 | 1 | 697988636996 | 69798863699 | 1879.4
BFV425 | 71 | ML233BS D S | ML233BS | 6 | BUTTERFLY,LUG,LEVER HNDLE,DI BODY,ALUMINUM/BRONZE DSC,200 WOG,BUNA LNR,316 STEM,DOUBLE DEAD END | 2970.98 | 26.3 | 1 | 697988634121 | 69798863412 | 2970.98
BFV425 | 71 | ML233BS DWJ | ML233BS | 12 | BUTTERFLY,LUG,LEVER HNDLE,DI BODY,ALUMINUM/BRONZE DSC,200 WOG,BUNA LNR,316 STEM,DOUBLE DEAD END | 8551.69 | 77 | 1 | 697988637009 | 69798863700 | 8551.69
BFV425 | 71 | ML233BS-A A N | ML233BSA | 4 | BUTTERFLY VALVE,LUG,LEVER HANDLE,DI BODY,ALUMINUM/BRONZE DSC,200 WOG,BUNA LNR,316 STM,EPOXY CTD | 2503.07 | 18.2 | 1 | 697988727212 | 69798872721 | 2503.07
BFV425 | 71 | ML233E D J | ML233E | 2 | BUTTERFLY VALVE,LUG,LEVER,DI BODY,ALMN/BRNZ DISC,200 WOG,EPDM LINER,DDE,NSF/ANSI 372 & 61 | 1157.1 | 9.048 | 1 | 697988628984 | 69798862898 | 1157.1
BFV425 | 71 | ML233E D K | ML233E | 2 1/2 | BUTTERFLY VALVE,LUG,LEVER,DI BODY,ALMN/BRNZ DISC,200 WOG,EPDM LINER,DDE,NSF/ANSI 372 & 61 | 1157.1 | 11.2 | 1 | 697988628991 | 69798862899 | 1157.1
BFV425 | 71 | ML233E D L | ML233E | 3 | BUTTERFLY VALVE,LUG,LEVER,DI BODY,ALMN/BRNZ DISC,200 WOG,EPDM LINER,DDE,NSF/ANSI 372 & 61 | 1272.02 | 11.9 | 1 | 697988625693 | 69798862569 | 1272.02
BFV425 | 71 | ML233E D N | ML233E | 4 | BUTTERFLY VALVE,LUG,LEVER,DI BODY,ALMN/BRNZ DISC,200 WOG,EPDM LINER,DDE,NSF/ANSI 372 & 61 | 1674.28 | 17.62 | 1 | 697988625709 | 69798862570 | 1674.28
BFV425 | 71 | ML233E D R | ML233E | 5 | BUTTERFLY VALVE,LUG,LEVER,DI BODY,ALMN/BRNZ DISC,200 WOG,EPDM LINER,DDE,NSF/ANSI 372 & 61 | 2380.04 | 21.266 | 1 | 697988629004 | 69798862900 | 2380.04
BFV425 | 71 | ML233E D S | ML233E | 6 | BUTTERFLY VALVE,LUG,LEVER,DI BODY,ALMN/BRNZ DISC,200 WOG,EPDM LINER,DDE,NSF/ANSI 372 & 61 | 2691.92 | 25.54 | 1 | 697988625716 | 69798862571 | 2691.92
BFV425 | 71 | ML233E D U | ML233E | 8 | BUTTERFLY VALVE,LUG,LEVER,DI BODY,ALMN/BRNZ DISC,200 WOG,EPDM LINER,DDE,NSF/ANSI 372 & 61 | 3840.87 | 40.794 | 1 | 697988625723 | 69798862572 | 3840.87
BFV425 | 71 | ML233E D W | ML233E | 10 | BUTTERFLY VALVE,LUG,LEVER,DI BODY,ALMN/BRNZ DISC,200 WOG,EPDM LINER,DDE,NSF/ANSI 372 & 61 | 5047.4 | 66.62 | 1 | 697988629011 | 69798862901 | 5047.4
BFV425 | 71 | ML233E DWJ | ML233E | 12 | BUTTERFLY VALVE,LUG,LEVER,DI BODY,ALMN/BRNZ DISC,200 WOG,EPDM LINER,DDE,NSF/ANSI 372 & 61 | 7369.88 | 94.7 | 1 | 697988629028 | 69798862902 | 7369.88
BFV425 | 71 | ML233E-A A J | ML233EA | 2 | BUTTERFLY VALVE,LUG,LEVER HANDLE,DI BODY,ALUMINUM/BRONZE DSC,200 WOG,EPDM LINER,EPOXY COATED BODY | 1624.92 | 9.2 | 1 | 697988717398 | 69798871739 | 1624.92
BFV425 | 71 | ML233E-A A K | ML233EA | 2 1/2 | BUTTERFLY VALVE,LUG,LEVER HANDLE,DI BODY,ALUMINUM/BRONZE DSC,200 WOG,EPDM LINER,EPOXY CTD BODY | 1624.95 | 10.9 | 1 | 697988697201 | 69798869720 | 1624.95
BFV425 | 71 | ML233E-A A L | ML233EA | 3 | BUTTERFLY VALVE,LUG,LEVER HANDLE,DI BODY,ALUMINUM/BRONZE DSC,200 WOG,EPDM LINER,EPOXY COATED BODY | 1854.7 | 13 | 1 | 697988510661 | 69798851066 | 1854.7
BFV425 | 71 | ML233E-A A N | ML233EA | 4 | BUTTERFLY VALVE,LUG,LEVER HANDLE,DI BODY,ALUMINUM/BRONZE DSC,200 WOG,EPDM LINER,EPOXY COATED BODY | 2297.88 | 20 | 1 | 697988510678 | 69798851067 | 2297.88
BFV425 | 71 | ML233E-A A R | ML233EA | 5 | BUTTERFLY VALVE,LUG,LEVER,DI BODY,ALMN/BRNZ DISC,200 WOG,EPDM LINER,NSF/ANSI 372 & 61,EPOXY COATED | 3601.72 | 0 | 1 | 697988769021 | 69798876902 | 3601.72
BFV425 | 71 | ML233E-A A S | ML233EA | 6 | BUTTERFLY VALVE,LUG,LEVER HANDLE,DI BODY,ALUMINUM/BRONZE DSC,200 WOG,EPDM LINER,EPOXY COATED BODY | 3520.81 | 26.1 | 1 | 697988539983 | 69798853998 | 3520.81
BFV425 | 71 | ML233E-A A U | ML233EA | 8 | BUTTERFLY VALVE,LUG,LEVER HANDLE,DI BODY,ALUMINUM/BRONZE DSC,200 WOG,EPDM LINER,EPOXY COATED BODY | 4759.96 | 44.45 | 1 | 697988644243 | 69798864424 | 4759.96
BFV425 | 71 | ML233E-A A W | ML233EA | 10 | BUTTERFLY VALVE,LUG,LEVER HANDLE,DI BODY,ALUMINUM/BRONZE DSC,200 WOG,EPDM LINER,EPOXY COATED BODY | 6163.52 | 76 | 1 | 697988646858 | 69798864685 | 6163.52
BFV425 | 71 | ML233EMS D J | ML233EMS | 2 | BUTTERFLY VALVE,LUG,LEVER W/MEM STOP,DI BODY,ALMN/BRNZ DISC,200 WOG,EPDM LINER,DDE,NSF/ANSI 372 & 61 | 1359.46 | 0 | 1 | 697988767935 | 69798876793 | 1359.46
BFV425 | 71 | ML233EMS D K | ML233EMS | 2 1/2 | BUTTERFLY VALVE,LUG,LEVER W/MEM STOP,DI BODY,ALMN/BRNZ DISC,200 WOG,EPDM LINER,DDE,NSF/ANSI 372 & 61 | 1359.46 | 0 | 1 | 697988767942 | 69798876794 | 1359.46
BFV425 | 71 | ML233ES D J | ML233ES | 2 | BUTTERFLY VALVE,LUG,LEVER HANDLE,DI BODY,ALM/BRNZE DSC,316 STEMS,200 WOG,EPDM LINER,DOUBLE DEAD END | 1313.05 | 0 | 1 | 697988741294 | 69798874129 | 1313.05
BFV425 | 71 | ML233ES D K | ML233ES | 2 1/2 | BUTTERFLY VALVE,LUG,LEVER HANDLE,DI BODY,ALM/BRNZE DSC,316 STEMS,200 WOG,EPDM LINER,DOUBLE DEAD END | 1313.05 | 11.2 | 1 | 697988710856 | 69798871085 | 1313.05
BFV425 | 71 | ML233ES D L | ML233ES | 3 | BUTTERFLY VALVE,LUG,LEVER HANDLE,DI BODY,ALM/BRNZE DSC,316 STEMS,200 WOG,EPDM LINER,DOUBLE DEAD END | 1444.43 | 18.22 | 1 | 697988710870 | 69798871087 | 1444.43
BFV425 | 71 | ML233ES D N | ML233ES | 4 | BUTTERFLY VALVE,LUG,LEVER HANDLE,DI BODY,ALM/BRNZE DSC,316 STEMS,200 WOG,EPDM LINER,DOUBLE DEAD END | 1879.4 | 18.22 | 1 | 697988658998 | 69798865899 | 1879.4
BFV425 | 71 | ML233ES D R | ML233ES | 5 | BUTTERFLY VALVE,LUG,LEVER HANDLE,DI BODY,ALM/BRNZE DSC,316 STEMS,200 WOG,EPDM LINER,DOUBLE DEAD END | 2601.6 | 21.88 | 1 | 697988720534 | 69798872053 | 2601.6
BFV425 | 71 | ML233ES D S | ML233ES | 6 | BUTTERFLY VALVE,LUG,LEVER HANDLE,DI BODY,ALM/BRNZE DSC,316 STEMS,200 WOG,EPDM LINER,DOUBLE DEAD END | 2971.07 | 25.54 | 1 | 697988717138 | 69798871713 | 2971.07
BFV425 | 71 | ML233ES D U | ML233ES | 8 | BUTTERFLY VALVE,LUG,LEVER HANDLE,DI BODY,ALM/BRNZE DSC,316 STEMS,200 WOG,EPDM LINER,DOUBLE DEAD END | 4234.81 | 40.79 | 1 | 697988700048 | 69798870004 | 4234.81
BFV425 | 71 | ML233ES D W | ML233ES | 10 | BUTTERFLY VALVE,LUG,LEVER HANDLE,DI BODY,ALM/BRNZE DSC,316 STEMS,200 WOG,EPDM LINER,DOUBLE DEAD END | 5802.496 | 0 | 1 | 697988776005 | 69798877600 | 8123.494
BFV425 | 71 | ML233ES-A A J | ML233ES | 2 | BUTTERFLY VALVE,LUG,LEVER HANDLE,DI BODY,ALUMINUM/BRONZE DSC,200 WOG,EPDM LNR,316 STM,EPOXY CTD | 1780.83 | 9.2 | 1 | 697988731134 | 69798873113 | 1780.83
BFV425 | 71 | ML233ES-A A K | ML233ESA | 2 1/2 | BUTTERFLY VALVE,LUG,LEVER HANDLE,DI BODY,ALUMINUM/BRONZE DSC,200 WOG,EPDM LNR,316 STM,EPOXY CTD | 1780.83 | 0 | 1 | 697988731141 | 69798873114 | 1780.83
BFV425 | 71 | ML233ES-A A L | ML233ESA | 3 | BUTTERFLY VALVE,LUG,LEVER HANDLE,DI BODY,ALUMINUM/BRONZE DSC,200 WOG,EPDM LNR,316 STM,EPOXY CTD | 2027.13 | 13 | 1 | 697988731127 | 69798873112 | 2027.13
BFV425 | 71 | ML233ES-A A N | ML233ESA | 4 | BUTTERFLY VALVE,LUG,LEVER HANDLE,DI BODY,ALUMINUM/BRONZE DSC,200 WOG,EPDM LNR,316 STM,EPOXY CTD | 2503.07 | 17.85 | 1 | 697988719569 | 69798871956 | 2503.07
BFV425 | 71 | ML233ES-A A R | ML233ESA | 5 | BUTTERFLY VALVE,LUG,LEVER HANDLE,DI BODY,ALUMINUM/BRONZE DSC,200 WOG,EPDM LNR,316 STM,EPOXY CTD | 3373 | 21 | 1 | 697988731110 | 69798873111 | 3373
BFV425 | 71 | ML233ES-A A S | ML233ESA | 6 | BUTTERFLY VALVE,LUG,LEVER HANDLE,DI BODY,ALUMINUM/BRONZE DSC,200 WOG,EPDM LNR,316 STM,EPOXY CTD | 3799.9 | 25.8 | 1 | 697988718241 | 69798871824 | 3799.9
BFV425 | 71 | ML233ES-A A U | ML233ESA | 8 | BUTTERFLY VALVE,LUG,LEVER HANDLE,DI BODY,ALUMINUM/BRONZE DSC,200 WOG,EPDM LNR,316 STM,EPOXY CTD | 5153.91 | 40.888 | 1 | 697988717442 | 69798871744 | 5153.91
BFV425 | 71 | ML233H A J | ML233H | 2 | BUTTERFLY VALVE,LUG,LEVER HANDLE,DI BODY,ALUMINUM/BRONZE DSC,200 WOG,HYPALON LINER | 1526.51 | 9.42 | 1 | 697988395220 | 69798839522 | 1526.51
BFV425 | 71 | ML233H A L | ML233H | 3 | BUTTERFLY VALVE,LUG,LEVER HANDLE,DI BODY,ALUMINUM/BRONZE DSC,200 WOG,HYPALON LINER | 1641.41 | 11.32 | 1 | 697988138131 | 69798813813 | 1641.41
BFV425 | 71 | ML233H A N | ML233H | 4 | BUTTERFLY VALVE,LUG,LEVER HANDLE,DI BODY,ALUMINUM/BRONZE DSC,200 WOG,HYPALON LINER | 2043.58 | 18.22 | 1 | 697988138148 | 69798813814 | 2043.58
BFV425 | 71 | ML233H A R | ML233H | 5 | BUTTERFLY VALVE,LUG,LEVER HANDLE,DI BODY,ALUMINUM/BRONZE DSC,200 WOG,HYPALON LINER | 2880.71 | 24 | 1 | 697988360532 | 69798836053 | 2880.71
BFV425 | 71 | ML233H A S | ML233H | 6 | BUTTERFLY VALVE,LUG,LEVER HANDLE,DI BODY,ALUMINUM/BRONZE DSC,200 WOG,HYPALON LINER | 3184.26 | 25.532 | 1 | 697988138155 | 69798813815 | 3184.26
BFV425 | 71 | ML233H A U | ML233H | 8 | BUTTERFLY VALVE,LUG,LEVER HANDLE,DI BODY,ALUMINUM/BRONZE DSC,200 WOG,HYPALON LINER | 4874.96 | 44 | 1 | 697988138162 | 69798813816 | 4874.96
BFV425 | 71 | ML233H A W | ML233H | 10 | BUTTERFLY VALVE,LUG,LEVER HANDLE,DI BODY,ALUMINUM/BRONZE DSC,200 WOG,HYPALON LINER | 6196.33 | 76 | 1 | 697988355484 | 69798835548 | 6196.33
BFV425 | 71 | ML233H AWJ | ML233H | 12 | BUTTERFLY VALVE,LUG,LEVER HANDLE,DI BODY,ALUMINUM/BRONZE DSC,200 WOG,HYPALON LINER | 9142.64 | 111 | 1 | 697988367449 | 69798836744 | 9142.64
BFV425 | 71 | ML233NB A J | ML233NB | 2 | BUTTERFLY,LUG BODY,LEVER HANDLE,DUCTILE IRON BODY,ALUMINUM/BRONZE DISC,BLACK NEOPRENE LINER,200 PSI | 1526.51 | 8.9 | 1 | 697988727342 | 69798872734 | 1526.51
BFV425 | 71 | ML233NB A N | ML233NB | 4 | BUTTERFLY,LUG BODY,LEVER HANDLE,DUCTILE IRON BODY,ALUMINUM/BRONZE DISC,BLACK NEOPRENE LINER,200 PSI | 2043.6 | 18.12 | 1 | 697988727335 | 69798872733 | 2043.6
BFV425 | 71 | ML233NB A R | ML233NB | 5 | BUTTERFLY,LUG BODY,LEVER HANDLE,DUCTILE IRON BODY,ALUMINUM/BRONZE DISC,BLACK NEOPRENE LINER,200 PSI | 2872.41 | 21.96 | 1 | 697988727328 | 69798872732 | 2872.41
BFV425 | 71 | ML233NW A U | ML233NW | 8 | BUTTERFLY VALVE,LUG,LEVER HANDLE,DI BODY,ALUMINUM/BRONZE DSC,200 WOG,WHITE NEOPRENE LINER | 4973.4 | 44 | 1 | 697988569744 | 69798856974 | 4973.4
BFV425 | 71 | ML233V A J | ML233V | 2 | BUTTERFLY VALVE,LUG,LEVER HANDLE,DI BODY,ALUMINUM/BRONZE DSC,200 WOG,VITON LINER | 2150.07 | 11 | 1 | 697988138179 | 69798813817 | 2150.07
BFV425 | 71 | ML233V A K | ML233V | 2 1/2 | BUTTERFLY VALVE,LUG,LEVER HANDLE,DI BODY,ALUMINUM/BRONZE DSC,200 WOG,VITON LINER | 2150.07 | 11.4 | 1 | 697988578944 | 69798857894 | 2150.07
BFV425 | 71 | ML233V A L | ML233V | 3 | BUTTERFLY VALVE,LUG,LEVER HANDLE,DI BODY,ALUMINUM/BRONZE DSC,200 WOG,VITON LINER | 2265.02 | 11.466 | 1 | 697988138186 | 69798813818 | 2265.02
BFV425 | 71 | ML233V A N | ML233V | 4 | BUTTERFLY VALVE,LUG,LEVER HANDLE,DI BODY,ALUMINUM/BRONZE DSC,200 WOG,VITON LINER | 2872.49 | 18.22 | 1 | 697988138193 | 69798813819 | 2872.49
BFV425 | 71 | ML233V A R | ML233V | 5 | BUTTERFLY VALVE,LUG,LEVER HANDLE,DI BODY,ALUMINUM/BRONZE DSC,200 WOG,VITON LINER | 4128.21 | 21.122 | 1 | 697988502574 | 69798850257 | 4128.21
BFV425 | 71 | ML233V A S | ML233V | 6 | BUTTERFLY VALVE,LUG,LEVER HANDLE,DI BODY,ALUMINUM/BRONZE DSC,200 WOG,VITON LINER | 4481.03 | 26.174 | 1 | 697988387348 | 69798838734 | 4481.03
BFV425 | 71 | ML233V A U | ML233V | 8 | BUTTERFLY VALVE,LUG,LEVER HANDLE,DI BODY,ALUMINUM/BRONZE DSC,200 WOG,VITON LINER | 6967.78 | 40.918 | 1 | 697988387355 | 69798838735 | 6967.78
BFV425 | 71 | ML233V A W | ML233V | 10 | BUTTERFLY VALVE,LUG,LEVER HANDLE,DI BODY,ALUMINUM/BRONZE DSC,200 WOG,VITON LINER | 8691.32 | 63.45 | 1 | 697988569683 | 69798856968 | 8691.32
BFV425 | 71 | ML233V AWJ | ML233V | 12 | BUTTERFLY VALVE,LUG,LEVER HANDLE,DI BODY,ALUMINUM/BRONZE DSC,200 WOG,VITON LINER | 11900.19 | 111 | 1 | 697988572409 | 69798857240 | 11900.19
BFV425 | 71 | ML233VS A K | ML233VS | 2 1/2 | BUTTERFLY VALVE,LUG,LEVER HANDLE,DI BODY,ALM/BRZ DSC,200 WOG,VITON LINER,316 SS STEM | 2305.98 | 0 | 1 | 697988591875 | 69798859187 | 2305.98
BFV425 | 71 | ML233VS A L | ML233VS | 3 | BUTTERFLY VALVE,LUG,LEVER HANDLE,DI BODY,ALUM/BRZ DSC,200 WOG,VITON LNR,316 STM W/AB OR NP DSC | 2437.37 | 0 | 1 | 697988590038 | 69798859003 | 2437.37
BFV425 | 71 | ML233VS A N | ML233VS | 4 | BUTTERFLY VALVE,LUG,LEVER HNDL,DI BODY,ALUMINUM/BRONZE DSC,200 WOG,VITON LNR,316 STEM W/AB OR NP DSC | 3077.63 | 20 | 1 | 697988587816 | 69798858781 | 3077.63
BFV425 | 71 | ML233VS A R | ML233VS | 5 | BUTTERFLY VALVE,LUG,LEVER HNDL,DI BODY,ALUMINUM/BRONZE DSC,200 WOG,VITON LNR,316 STEM W/AB OR NP DSC | 4349.77 | 24 | 1 | 697988642720 | 69798864272 | 4349.77
BFV425 | 71 | ML234B D J | ML234B | 2 | BUTTERFLY VALVE,LUG,LEVER HANDLE,DI BODY,SS DISC,200 WOG,BUNA LINER,DOUBLE DEAD END | 1460.88 | 9.5 | 1 | 697988638839 | 69798863883 | 1460.88
BFV425 | 71 | ML234B D K | ML234B | 2 1/2 | BUTTERFLY VALVE,LUG,LEVER HANDLE,DI BODY,SS DISC,200 WOG,BUNA LINER,DOUBLE DEAD END | 1460.88 | 10.74 | 1 | 697988638846 | 69798863884 | 1460.88
BFV425 | 71 | ML234B D L | ML234B | 3 | BUTTERFLY VALVE,LUG,LEVER HANDLE,DI BODY,SS DISC,200 WOG,BUNA LINER,DOUBLE DEAD END | 1780.93 | 11.82 | 1 | 697988638853 | 69798863885 | 1780.93
BFV425 | 71 | ML234B D N | ML234B | 4 | BUTTERFLY VALVE,LUG,LEVER HANDLE,DI BODY,SS DISC,200 WOG,BUNA LINER,DOUBLE DEAD END | 2256.87 | 18.64 | 1 | 697988638860 | 69798863886 | 2256.87
BFV425 | 71 | ML234B D R | ML234B | 5 | BUTTERFLY VALVE,LUG,LEVER HANDLE,DI BODY,SS DISC,200 WOG,BUNA LINER,DOUBLE DEAD END | 3053.01 | 22.28 | 1 | 697988638877 | 69798863887 | 3053.01
BFV425 | 71 | ML234B D S | ML234B | 6 | BUTTERFLY VALVE,LUG,LEVER HANDLE,DI BODY,SS DISC,200 WOG,BUNA LINER,DOUBLE DEAD END | 3397.65 | 26.58 | 1 | 697988638884 | 69798863888 | 3397.65
BFV425 | 71 | ML234B D U | ML234B | 8 | BUTTERFLY VALVE,LUG,LEVER HANDLE,DI BODY,SS DISC,200 WOG,BUNA LINER,DOUBLE DEAD END | 5211.38 | 44.36 | 1 | 697988638891 | 69798863889 | 5211.38
BFV425 | 71 | ML234B D W | ML234B | 10 | BUTTERFLY VALVE,LUG,LEVER HANDLE,DI BODY,SS DISC,200 WOG,BUNA LINER,DOUBLE DEAD END | 8330.16 | 70.68 | 1 | 697988638907 | 69798863890 | 8330.16
BFV425 | 71 | ML234B DWJ | ML234B | 12 | BUTTERFLY VALVE,LUG,LEVER HANDLE,DI BODY,SS DISC,200 WOG,BUNA LINER,DOUBLE DEAD END | 11210.78 | 99.3 | 1 | 697988638914 | 69798863891 | 11210.78
BFV425 | 71 | ML234B-A A J | ML234BA | 2 | BUTTERFLY VALVE,LUG,LEVER HANDLE,DI BODY,SS DISC,200 WOG,BUNA LINER,EPOXY COATED BODY | 2204.24 | 0 | 1 | 697988766990 | 69798876699 | 2204.24
BFV425 | 71 | ML234B-A A K | ML234BA | 2 1/2 | BUTTERFLY VALVE,LUG,LEVER HANDLE,DI BODY,SS DISC,200 WOG,BUNA LINER,EPOXY COATED BODY | 1928.71 | 11.65 | 1 | 697988644427 | 69798864442 | 1928.71
BFV425 | 71 | ML234B-A A L | ML234BA | 3 | BUTTERFLY VALVE,LUG,LEVER HANDLE,DI BODY,SS DISC,200 WOG,BUNA LINER,EPOXY COATED BODY | 2363.66 | 11.662 | 1 | 697988644410 | 69798864441 | 2363.66
BFV425 | 71 | ML234B-A A N | ML234BA | 4 | BUTTERFLY VALVE,LUG,LEVER HANDLE,DI BODY,SS DISC,200 WOG,BUNA LINER,EPOXY COATED BODY | 2880.52 | 17.696 | 1 | 697988644403 | 69798864440 | 2880.52
BFV425 | 71 | ML234B-A A S | ML234BA | 6 | BUTTERFLY VALVE,LUG,LEVER HANDLE,DI BODY,SS DISC,200 WOG,BUNA LINER,EPOXY COATED BODY | 4226.54 | 24.3 | 1 | 697988644397 | 69798864439 | 4226.54
BFV425 | 71 | ML234B-A A U | ML234BA | 8 | BUTTERFLY VALVE,LUG,LEVER HANDLE,DI BODY,SS DISC,200 WOG,BUNA LINER,EPOXY COATED BODY | 6130.5 | 44 | 1 | 697988669680 | 69798866968 | 6130.5
BFV425 | 71 | ML234B-A A W | ML234BA | 10 | BUTTERFLY VALVE,LUG,LEVER HANDLE,DI BODY,SS DISC,200 WOG,BUNA LINER,EPOXY COATED BODY | 9446.32 | 71.45 | 1 | 697988644434 | 69798864443 | 9446.32
BFV425 | 71 | ML234E D J | ML234E | 2 | BUTTERFLY VALVE,LUG,LEVER HANDLE,DI BODY,SS DISC,200 WOG,EPDM LINER,DOUBLE DEAD END | 1460.88 | 9.5 | 1 | 697988638747 | 69798863874 | 1460.88
BFV425 | 71 | ML234E D K | ML234E | 2 1/2 | BUTTERFLY VALVE,LUG,LEVER HANDLE,DI BODY,SS DISC,200 WOG,EPDM LINER,DOUBLE DEAD END | 1460.88 | 10.98 | 1 | 697988638754 | 69798863875 | 1460.88
BFV425 | 71 | ML234E D L | ML234E | 3 | BUTTERFLY VALVE,LUG,LEVER HANDLE,DI BODY,SS DISC,200 WOG,EPDM LINER,DOUBLE DEAD END | 1780.93 | 11.8 | 1 | 697988638761 | 69798863876 | 1780.93
BFV425 | 71 | ML234E D N | ML234E | 4 | BUTTERFLY VALVE,LUG,LEVER HANDLE,DI BODY,SS DISC,200 WOG,EPDM LINER,DOUBLE DEAD END | 2256.87 | 18.4 | 1 | 697988638778 | 69798863877 | 2256.87
BFV425 | 71 | ML234E D R | ML234E | 5 | BUTTERFLY VALVE,LUG,LEVER HANDLE,DI BODY,SS DISC,200 WOG,EPDM LINER,DOUBLE DEAD END | 3053.01 | 22.82 | 1 | 697988638785 | 69798863878 | 3053.01
BFV425 | 71 | ML234E D S | ML234E | 6 | BUTTERFLY VALVE,LUG,LEVER HANDLE,DI BODY,SS DISC,200 WOG,EPDM LINER,DOUBLE DEAD END | 3397.65 | 25.72 | 1 | 697988638792 | 69798863879 | 3397.65
BFV425 | 71 | ML234E D U | ML234E | 8 | BUTTERFLY VALVE,LUG,LEVER HANDLE,DI BODY,SS DISC,200 WOG,EPDM LINER,DOUBLE DEAD END | 5211.38 | 43.62 | 1 | 697988638808 | 69798863880 | 5211.38
BFV425 | 71 | ML234E D W | ML234E | 10 | BUTTERFLY VALVE,LUG,LEVER HANDLE,DI BODY,SS DISC,200 WOG,EPDM LINER,DOUBLE DEAD END | 8330.16 | 71.6 | 1 | 697988638815 | 69798863881 | 8330.16
BFV425 | 71 | ML234E DWJ | ML234E | 12 | BUTTERFLY VALVE,LUG,LEVER HANDLE,DI BODY,SS DISC,200 WOG,EPDM LINER,DOUBLE DEAD END | 11210.78 | 98.46 | 1 | 697988638822 | 69798863882 | 11210.78
BFV425 | 71 | ML234E-A A J | ML234EA | 2 | BUTTERFLY VALVE,LUG,LEVER HANDLE,DI BODY,SS DISC,200 WOG,EPDM LINER,EPOXY COATED BODY | 1928.71 | 9.34 | 1 | 697988396876 | 69798839687 | 1928.71
BFV425 | 71 | ML234E-A A K | ML234EA | 2 1/2 | BUTTERFLY VALVE,LUG,LEVER HANDLE,DI BODY,SS DISC,200 WOG,EPDM LINER,EPOXY COATED BODY | 1928.71 | 10.98 | 1 | 697988396883 | 69798839688 | 1928.71
BFV425 | 71 | ML234E-A A L | ML234EA | 3 | BUTTERFLY VALVE,LUG,LEVER HANDLE,DI BODY,SS DISC,200 WOG,EPDM LINER,EPOXY COATED BODY | 2363.66 | 11.12 | 1 | 697988138384 | 69798813838 | 2363.66
BFV425 | 71 | ML234E-A A N | ML234EA | 4 | BUTTERFLY VALVE,LUG,LEVER HANDLE,DI BODY,SS DISC,200 WOG,EPDM LINER,EPOXY COATED BODY | 2880.52 | 18.06 | 1 | 697988396890 | 69798839689 | 2880.52
BFV425 | 71 | ML234E-A A R | ML234EA | 5 | BUTTERFLY VALVE,LUG,LEVER HANDLE,DI BODY,SS DISC,200 WOG,EPDM LINER,EPOXY COATED BODY | 3824.43 | 22.82 | 1 | 697988704299 | 69798870429 | 3824.43
BFV425 | 71 | ML234E-A A S | ML234EA | 6 | BUTTERFLY VALVE,LUG,LEVER HANDLE,DI BODY,SS DISC,200 WOG,EPDM LINER,EPOXY COATED BODY | 4226.54 | 25.9 | 1 | 697988398511 | 69798839851 | 4226.54
BFV425 | 71 | ML234E-A A U | ML234EA | 8 | BUTTERFLY VALVE,LUG,LEVER HANDLE,DI BODY,SS DISC,200 WOG,EPDM LINER,EPOXY COATED BODY | 6130.5 | 43.4 | 1 | 697988398528 | 69798839852 | 6130.5
BFV425 | 71 | ML234E-A A W | ML234EA | 10 | BUTTERFLY VALVE,LUG,LEVER HANDLE,DI BODY,SS DISC,200 WOG,EPDM LINER,EPOXY COATED BODY | 9446.32 | 71.45 | 1 | 697988398535 | 69798839853 | 9446.32
BFV425 | 71 | ML234E-A AWJ | ML234EA | 12 | BUTTERFLY VALVE,LUG,LEVER HANDLE,DI BODY,SS DISC,200 WOG,EPDM LINER,EPOXY COATED BODY | 12745.45 | 111 | 1 | 697988398542 | 69798839854 | 12745.45
BFV425 | 71 | ML234E-A-DA A J | ML234EADA | 2 | BUTTERFLY VALVE,LUG,LEVER HANDLE,DI BODY,SS DISC,200 WOG,EPDM LINER,EPOXY COATED BODY,DRY ASSEMBLED | 1928.71 | 9.34 | 1 | 697988705326 | 69798870532 | 1928.71
BFV425 | 71 | ML234E-A-DA A K | ML234EADA | 2 1/2 | BUTTERFLY VALVE,LUG,LEVER HANDLE,DI BODY,SS DISC,200 WOG,EPDM LINER,EPOXY COATED BODY,DRY ASSEMBLED | 1928.71 | 11.22 | 1 | 697988705333 | 69798870533 | 1928.71
BFV425 | 71 | ML234E-A-DA A L | ML234EADA | 3 | BUTTERFLY VALVE,LUG,LEVER HANDLE,DI BODY,SS DISC,200 WOG,EPDM LINER,EPOXY COATED BODY,DRY ASSEMBLED | 2363.66 | 11.12 | 1 | 697988705340 | 69798870534 | 2363.66
BFV425 | 71 | ML234E-A-DA A N | ML234EADA | 4 | BUTTERFLY VALVE,LUG,LEVER HANDLE,DI BODY,SS DISC,200 WOG,EPDM LINER,EPOXY COATED BODY,DRY ASSEMBLED | 2880.5 | 17.696 | 1 | 697988705357 | 69798870535 | 2880.5
BFV425 | 71 | ML234E-A-DA A R | ML234EADA | 5 | BUTTERFLY VALVE,LUG,LEVER HANDLE,DI BODY,SS DISC,200 WOG,EPDM LINER,EPOXY COATED BODY,DRY ASSEMBLED | 3824.43 | 22.82 | 1 | 697988705364 | 69798870536 | 3824.43
BFV425 | 71 | ML234E-A-DA A S | ML234EADA | 6 | BUTTERFLY VALVE,LUG,LEVER HANDLE,DI BODY,SS DISC,200 WOG,EPDM LINER,EPOXY COATED BODY,DRY ASSEMBLED | 4226.54 | 25.9 | 1 | 697988705371 | 69798870537 | 4226.54
BFV425 | 71 | ML234H A J | ML234H | 2 | BUTTERFLY VALVE,LUG,LEVER HANDLE,DI BODY,SS DISC,200 WOG,HYPALON LINER | 1830.28 | 11 | 1 | 697988138391 | 69798813839 | 1830.28
BFV425 | 71 | ML234H A L | ML234H | 3 | BUTTERFLY VALVE,LUG,LEVER HANDLE,DI BODY,SS DISC,200 WOG,HYPALON LINER | 2150.34 | 12.18 | 1 | 697988138414 | 69798813841 | 2150.34
BFV425 | 71 | ML234H A N | ML234H | 4 | BUTTERFLY VALVE,LUG,LEVER HANDLE,DI BODY,SS DISC,200 WOG,HYPALON LINER | 2626.24 | 18.3 | 1 | 697988138421 | 69798813842 | 2626.24
BFV425 | 71 | ML234NB A L | ML234NB | 3 | BUTTERFLY VALVE,LUG,LEVER HANDLE,DI BODY,SS DISC,200 WOG,BLACK NEOPRENE LINER | 2150.34 | 18.64 | 1 | 697988697348 | 69798869734 | 2150.34
BFV425 | 71 | ML234NB A N | ML234NB | 4 | BUTTERFLY VALVE,LUG,LEVER HANDLE,DI BODY,SS DISC,200 WOG,BLACK NEOPRENE LINER | 2626.24 | 18.64 | 1 | 697988138452 | 69798813845 | 2626.24
BFV425 | 71 | ML234NB A S | ML234NB | 6 | BUTTERFLY VALVE,LUG,LEVER HANDLE,DI BODY,SS DISC,200 WOG,BLACK NEOPRENE LINER | 3890.05 | 28 | 1 | 697988138469 | 69798813846 | 3890.05
BFV425 | 71 | ML234NB-A A J | ML234NBA | 2 | BUTTERFLY VALVE,LUG,LEVER HANDLE,DI BODY,SS DISC,200 WOG,BLACK NEOPRENE LINER,EPOXY COATED BODY | 2298.04 | 9 | 1 | 697988732636 | 69798873263 | 2298.04
BFV425 | 71 | ML234NB-A A N | ML234NBA | 4 | BUTTERFLY VALVE,LUG,LEVER HANDLE,DI BODY,SS DISC,200 WOG,BLACK NEOPRENE LINER,EPOXY COATED BODY | 3249.92 | 17.7 | 1 | 697988732629 | 69798873262 | 3249.92
BFV425 | 71 | ML234NB-A A R | ML234NBA | 5 | BUTTERFLY VALVE,LUG,LEVER HANDLE,DI BODY,SS DISC,200 WOG,BLACK NEOPRENE LINER,EPOXY COATED BODY | 4316.75 | 22.8 | 1 | 697988732612 | 69798873261 | 4316.75
BFV425 | 71 | ML234NW A L | ML234NW | 3 | BUTTERFLY VALVE,LUG,LEVER HANDLE,DI BODY,SS DISC,200 WOG,WHITE NEOPRENE LINER | 2174.83 | 13 | 1 | 697988340183 | 69798834018 | 2174.83
BFV425 | 71 | ML234NW A S | ML234NW | 6 | BUTTERFLY VALVE,LUG,LEVER HANDLE,DI BODY,SS DISC,200 WOG,WHITE NEOPRENE LINER | 3988.62 | 28 | 1 | 697988344358 | 69798834435 | 3988.62
BFV425 | 71 | ML234NW-A A L | ML234NWA | 3 | BUTTERFLY VALVE,LUG,LEVER HANDLE,DI BODY,SS DISC,200 WOG,WHITE NEOPRENE LINER,EPOXY COATED BODY | 2757.6 | 11.64 | 1 | 697988632820 | 69798863282 | 2757.6
BFV425 | 71 | ML234NW-A A N | ML234NWA | 4 | BUTTERFLY VALVE,LUG,LEVER HANDLE,DI BODY,SS DISC,200 WOG,WHITE NEOPRENE LINER,EPOXY COATED BODY | 3274.44 | 19.1 | 1 | 697988632837 | 69798863283 | 3274.44
BFV425 | 71 | ML234NW-A A R | ML234NWA | 5 | BUTTERFLY VALVE,LUG,LEVER HANDLE,DI BODY,SS DISC,200 WOG,WHITE NEOPRENE LINER,EPOXY COATED BODY | 4415.41 | 22.8 | 1 | 697988727120 | 69798872712 | 4415.41
BFV425 | 71 | ML234T A J | ML234T | 2 | BUTTERFLY VALVE,LUG,LEVER HANDLE,DI BODY,SS DISC,200 WOG,TEFLON LINER | 4177.45 | 9.6 | 1 | 697988379015 | 69798837901 | 4177.45
BFV425 | 71 | ML234T A K | ML234T | 2 1/2 | BUTTERFLY VALVE,LUG,LEVER HANDLE,DI BODY,SS DISC,200 WOG,TEFLON LINER | 4571.39 | 12.5 | 1 | 697988379022 | 69798837902 | 4571.39
BFV425 | 71 | ML234T A L | ML234T | 3 | BUTTERFLY VALVE,LUG,LEVER HANDLE,DI BODY,SS DISC,200 WOG,TEFLON LINER | 4989.87 | 11.73 | 1 | 697988345287 | 69798834528 | 4989.87
BFV425 | 71 | ML234T A N | ML234T | 4 | BUTTERFLY VALVE,LUG,LEVER HANDLE,DI BODY,SS DISC,200 WOG,TEFLON LINER | 5966.43 | 18.62 | 1 | 697988138476 | 69798813847 | 5966.43
BFV425 | 71 | ML234T A S | ML234T | 6 | BUTTERFLY VALVE,LUG,LEVER HANDLE,DI BODY,SS DISC,200 WOG,TEFLON LINER | 8330.02 | 25.26 | 1 | 697988361249 | 69798836124 | 8330.02
BFV425 | 71 | ML234T-A A L | ML234TA | 3 | BUTTERFLY VALVE,LUG,LEVER HANDLE,DI BODY,SS DISC,200 WOG,TEFLON LINER,EPOXY COATED BODY | 5572.58 | 11.73 | 1 | 697988707696 | 69798870769 | 5572.58
BFV425 | 71 | ML234T-A A N | ML234TA | 4 | BUTTERFLY VALVE,LUG,LEVER HANDLE,DI BODY,SS DISC,200 WOG,TEFLON LINER,EPOXY COATED BODY | 6590.04 | 22.82 | 1 | 697988668867 | 69798866886 | 6590.04
BFV425 | 71 | ML234T-A A S | ML234TA | 6 | BUTTERFLY VALVE,LUG,LEVER HANDLE,DI BODY,SS DISC,200 WOG,TEFLON LINER,EPOXY COATED BODY | 9158.87 | 26.02 | 1 | 697988593725 | 69798859372 | 9158.87
BFV425 | 71 | ML234V A J | ML234V | 2 | BUTTERFLY VALVE,LUG,LEVER HANDLE,DI BODY,SS DISC,200 WOG,VITON LINER | 2453.86 | 9.42 | 1 | 697988138483 | 69798813848 | 2453.86
BFV425 | 71 | ML234V A K | ML234V | 2 1/2 | BUTTERFLY VALVE,LUG,LEVER HANDLE,DI BODY,SS DISC,200 WOG,VITON LINER | 2453.86 | 10.068 | 1 | 697988138490 | 69798813849 | 2453.86
BFV425 | 71 | ML234V A L | ML234V | 3 | BUTTERFLY VALVE,LUG,LEVER HANDLE,DI BODY,SS DISC,200 WOG,VITON LINER | 2773.91 | 11.374 | 1 | 697988138506 | 69798813850 | 2773.91
BFV425 | 71 | ML234V A N | ML234V | 4 | BUTTERFLY VALVE,LUG,LEVER HANDLE,DI BODY,SS DISC,200 WOG,VITON LINER | 3455.14 | 18.132 | 1 | 697988138513 | 69798813851 | 3455.14
BFV425 | 71 | ML234V A R | ML234V | 5 | BUTTERFLY VALVE,LUG,LEVER HANDLE,DI BODY,SS DISC,200 WOG,VITON LINER | 4801.18 | 21.956 | 1 | 697988138520 | 69798813852 | 4801.18
BFV425 | 71 | ML234V A S | ML234V | 6 | BUTTERFLY VALVE,LUG,LEVER HANDLE,DI BODY,SS DISC,200 WOG,VITON LINER | 5186.79 | 26.484 | 1 | 697988138537 | 69798813853 | 5186.79
BFV425 | 71 | ML234V A U | ML234V | 8 | BUTTERFLY VALVE,LUG,LEVER HANDLE,DI BODY,SS DISC,200 WOG,VITON LINER | 8338.3 | 44.78 | 1 | 697988138544 | 69798813854 | 8338.3
BFV425 | 71 | ML234V A W | ML234V | 10 | BUTTERFLY VALVE,LUG,LEVER HANDLE,DI BODY,SS DISC,200 WOG,VITON LINER | 11974.16 | 76 | 1 | 697988138551 | 69798813855 | 11974.16
BFV425 | 71 | ML234V-A A J | ML234VA | 2 | BUTTERFLY VALVE,LUG,LEVER HANDLE,DI BODY,SS DISC,200 WOG,VITON LINER,EPOXY COATED BODY | 2921.67 | 11 | 1 | 697988525016 | 69798852501 | 2921.67
BFV425 | 71 | ML234V-A A K | ML234VA | 2 1/2 | BUTTERFLY VALVE,LUG,LEVER HANDLE,DI BODY,SS DISC,200 WOG,VITON LINER,EPOXY COATED BODY | 2921.67 | 12.5 | 1 | 697988590045 | 69798859004 | 2921.67
BFV425 | 71 | ML234V-A A L | ML234VA | 3 | BUTTERFLY VALVE,LUG,LEVER HANDLE,DI BODY,SS DISC,200 WOG,VITON LINER,EPOXY COATED BODY | 3356.63 | 11.66 | 1 | 697988525023 | 69798852502 | 3356.63
BFV425 | 71 | ML234V-A A N | ML234VA | 4 | BUTTERFLY VALVE,LUG,LEVER HANDLE,DI BODY,SS DISC,200 WOG,VITON LINER,EPOXY COATED BODY | 4078.77 | 20 | 1 | 697988525030 | 69798852503 | 4078.77
BFV425 | 71 | ML234V-A A R | ML234VA | 5 | BUTTERFLY VALVE,LUG,LEVER HANDLE,DI BODY,SS DISC,200 WOG,VITON LINER,EPOXY COATED BODY | 5572.61 | 42.32 | 1 | 697988569065 | 69798856906 | 5572.61
BFV425 | 71 | ML234V-A A S | ML234VA | 6 | BUTTERFLY VALVE,LUG,LEVER HANDLE,DI BODY,SS DISC,200 WOG,VITON LINER,EPOXY COATED BODY | 6015.61 | 26.75 | 1 | 697988550797 | 69798855079 | 6015.61
BFV425 | 71 | ML234V-A A U | ML234VA | 8 | BUTTERFLY VALVE,LUG,LEVER HANDLE,DI BODY,SS DISC,200 WOG,VITON LINER,EPOXY COATED BODY | 9257.38 | 44 | 1 | 697988569072 | 69798856907 | 9257.38
BFV425 | 71 | ML234V-A A W | ML234VA | 10 | BUTTERFLY VALVE,LUG,LEVER HANDLE,DI BODY,SS DISC,200 WOG,VITON LINER,EPOXY COATED BODY | 13090.25 | 76 | 1 | 697988594999 | 69798859499 | 13090.25
BFV425 | 71 | ML234V-DA A N | ML234VDA | 4 | BUTTERFLY VALVE,LUG,LEVER HANDLE,DI BODY,SS DISC,200 WOG,VITON LINER,DRY ASSEMBLED | 3455.14 | 20 | 1 | 697988138605 | 69798813860 | 3455.14
BFV425 | 71 | ML234V-DA A S | ML234VDA | 6 | BUTTERFLY VALVE,LUG,LEVER HANDLE,DI BODY,SS DISC,200 WOG,VITON LINER,DRY ASSEMBLED | 5186.85 | 28 | 1 | 697988138629 | 69798813862 | 5186.85
BFV425 | 71 | ML237B A S | ML237B | 6 | BUTTERFLY VALVE,LUG,LEVER HANDLE,DI BODY,NYLON COATED DI DISC,200 WOG,BUNA LINER | 2741.16 | 23.2 | 1 | 697988704411 | 69798870441 | 2741.16
BFV425 | 71 | ML237B A U | ML237B | 8 | BUTTERFLY VALVE,LUG,LEVER HANDLE,DI BODY,NYLON COATED DI DISC,200 WOG,BUNA LINER | 3652.15 | 44 | 1 | 697988704428 | 69798870442 | 3652.15
BFV425 | 71 | ML237E A K | ML237E | 2 1/2 | BUTTERFLY VALVE,LUG,LEVER HANDLE,DI BODY,NYLON COATED DI DISC,200 WOG,EPDM LINER | 1206.38 | 11.65 | 1 | 697988637498 | 69798863749 | 1206.38
BFV425 | 71 | ML237E A L | ML237E | 3 | BUTTERFLY VALVE,LUG,LEVER HANDLE,DI BODY,NYLON COATED DI DISC,200 WOG,EPDM LINER | 1370.57 | 11.404 | 1 | 697988634053 | 69798863405 | 1370.57
BFV425 | 71 | ML237NB A S | ML237NB | 6 | BUTTERFLY VALVE,LUG,LEVER HANDLE,DI BODY,NYLON COATED DI DISC,200 WOG,BLACK NEOPRENE LINER | 3233.51 | 23.2 | 1 | 697988501102 | 69798850110 | 3233.51
BFV425 | 71 | ML238B AWJ | ML238B | 12 | BUTTERFLY VALVE,LUG,LEVER HANDLE,DI BODY,EPOXY COATED DI DISC,200 WOG,BUNA LINER | 6508.03 | 111 | 1 | 697988504851 | 69798850485 | 6508.03
BFV425 | 71 | ML238B-A A U | ML238BA | 8 | BUTTERFLY VALVE,LUG,LEVER HANDLE,DI BODY,EPOXY COATED DI DISC,200 WOG,BUNA LINER,EPOXY COATED BODY | 4505.65 | 44.45 | 1 | 697988628076 | 69798862807 | 4505.65
BFV425 | 71 | ML238E-A A K | ML238EA | 2 1/2 | BUTTERFLY VALVE,LUG,LEVER HANDLE,DI BODY,EPOXY COATED DI DISC,200 WOG,EPDM LINER,EPOXY COATED BODY | 1875.95 | 0 | 1 | 697988771659 | 69798877165 | 1875.95
BFV425 | 71 | ML238E-A A L | ML238EA | 3 | BUTTERFLY VALVE,LUG,LEVER HANDLE,DI BODY,EPOXY COATED DI DISC,200 WOG,EPDM LINER,EPOXY COATED BODY | 1912.3 | 11.068 | 1 | 697988588448 | 69798858844 | 1912.3
BFV425 | 71 | ML238E-A A N | ML238EA | 4 | BUTTERFLY VALVE,LUG,LEVER HANDLE,DI BODY,EPOXY COATED DI DISC,200 WOG,EPDM LINER,EPOXY COATED BODY | 2297.95 | 20 | 1 | 697988574649 | 69798857464 | 2297.95
BFV425 | 71 | ML238E-A A S | ML238EA | 6 | BUTTERFLY VALVE,LUG,LEVER HANDLE,DI BODY,EPOXY COATED DI DISC,200 WOG,EPDM LINER,EPOXY COATED BODY | 3528.95 | 28 | 1 | 697988574656 | 69798857465 | 3528.95
BFV425 | 71 | ML238E-A A U | ML238EA | 8 | BUTTERFLY VALVE,LUG,LEVER HANDLE,DI BODY,EPOXY COATED DI DISC,200 WOG,EPDM LINER,EPOXY COATED BODY | 4505.65 | 44 | 1 | 697988574663 | 69798857466 | 4505.65
BFV425 | 71 | ML238ES A K | ML238ES | 2 1/2 | BUTTERFLY VALVE,LUG,LEVER HNDL,DI BODY,EPOXY COATED DI DISC,200 WOG,EPDM LNR,316 STEM W/AB OR NP DSC | 1329.51 | 11.65 | 1 | 697988607668 | 69798860766 | 1329.51
BFV425 | 71 | ML238ES A L | ML238ES | 3 | BUTTERFLY VALVE,LUG,LEVER HNDL,DI BODY,EPOXY COATED DI DISC,200 WOG,EPDM LNR,316 STEM W/AB OR NP DSC | 1501.95 | 11.068 | 1 | 697988488502 | 69798848850 | 1501.95
BFV425 | 71 | ML238ES A N | ML238ES | 4 | BUTTERFLY VALVE,LUG,LEVER HNDL,DI BODY,EPOXY COATED DI DISC,200 WOG,EPDM LNR,316 STEM W/AB OR NP DSC | 1879.43 | 17.182 | 1 | 697988488519 | 69798848851 | 1879.43
BFV425 | 71 | ML238ES A S | ML238ES | 6 | BUTTERFLY VALVE,LUG,LEVER HNDL,DI BODY,EPOXY COATED DI DISC,200 WOG,EPDM LNR,316 STEM W/AB OR NP DSC | 2979.17 | 25.78 | 1 | 697988488526 | 69798848852 | 2979.17
BFV425 | 71 | ML238ES A U | ML238ES | 8 | BUTTERFLY VALVE,LUG,LEVER HNDL,DI BODY,EPOXY COATED DI DISC,200 WOG,EPDM LNR,316 STEM W/AB OR NP DSC | 3980.42 | 40.888 | 1 | 697988498457 | 69798849845 | 3980.42
BFV425 | 70 | ML322B D J | ML222B | 2 | BUTTERFLY VALVE,LUG,GEAR OPERATOR,CI BODY,NICKEL PLTD DI IRON DISC,200 WOG,BUNA LINER,DBL DEAD END | 1977.86 | 9.2 | 1 | 697988623477 | 69798862347 | 1977.86
BFV425 | 70 | ML322B D K | ML322B | 2 1/2 | BUTTERFLY VALVE,LUG,GEAR OPERATOR,CI BODY,NICKEL PLTD DI IRON DISC,200 WOG,BUNA LINER,DBL DEAD END | 1977.86 | 14.5 | 1 | 697988623484 | 69798862348 | 1977.86
BFV425 | 70 | ML322B D L | ML322B | 3 | BUTTERFLY VALVE,LUG,GEAR OPERATOR,CI BODY,NICKEL PLTD DI IRON DISC,200 WOG,BUNA LINER,DBL DEAD END | 2068.11 | 15 | 1 | 697988623491 | 69798862349 | 2068.11
BFV425 | 70 | ML322B D N | ML322B | 4 | BUTTERFLY VALVE,LUG,GEAR OPERATOR,CI BODY,NICKEL PLTD DI IRON DISC,200 WOG,BUNA LINER,DBL DEAD END | 2371.75 | 26.24 | 1 | 697988623507 | 69798862350 | 2371.75
BFV425 | 70 | ML322B D R | ML322B | 5 | BUTTERFLY VALVE,LUG,GEAR OPERATOR,CI BODY,NICKEL PLTD DI IRON DISC,200 WOG,BUNA LINER,DBL DEAD END | 2864.21 | 25 | 1 | 697988623514 | 69798862351 | 2864.21
BFV425 | 70 | ML322B D S | ML322B | 6 | BUTTERFLY VALVE,LUG,GEAR OPERATOR,CI BODY,NICKEL PLTD DI IRON DISC,200 WOG,BUNA LINER,DBL DEAD END | 3200.79 | 33.24 | 1 | 697988623521 | 69798862352 | 3200.79
BFV425 | 70 | ML322B D U | ML322B | 8 | BUTTERFLY VALVE,LUG,GEAR OPERATOR,CI BODY,NICKEL PLTD DI IRON DISC,200 WOG,BUNA LINER,DBL DEAD END | 4193.76 | 58.44 | 1 | 697988623538 | 69798862353 | 4193.76
BFV425 | 70 | ML322B D W | ML322B | 10 | BUTTERFLY VALVE,LUG,GEAR OPERATOR,CI BODY,NICKEL PLTD DI IRON DISC,200 WOG,BUNA LINER,DBL DEAD END | 5342.79 | 74.95 | 1 | 697988623545 | 69798862354 | 5342.79
BFV425 | 70 | ML322B DWJ | ML322B | 12 | BUTTERFLY VALVE,LUG,GEAR OPERATOR,CI BODY,NICKEL PLTD DI IRON DISC,200 WOG,BUNA LINER,DBL DEAD END | 6623.01 | 109.76 | 1 | 697988623552 | 69798862355 | 6623.01
BFV425 | 77 | ML322B A14 | ML322B | 14 | BUTTERFLY VALVE,LUG,GEAR OPERATOR,CI BODY,NICKEL PLTD DI IRON DISC,150 WOG,BUNA LINER | 8576.28 | 176 | 1 | 697988138810 | 69798813881 | 8576.28
BFV425 | 77 | ML322B A16 | ML322B | 16 | BUTTERFLY VALVE,LUG,GEAR OPERATOR,CI BODY,NICKEL PLTD DI IRON DISC,150 WOG,BUNA LINER | 12708.52 | 237 | 1 | 697988138827 | 69798813882 | 12708.52
BFV425 | 77 | ML322B A18 | ML322B | 18 | BUTTERFLY VALVE,LUG,GEAR OPERATOR,CI BODY,NICKEL PLTD DI IRON DISC,150 WOG,BUNA LINER | 15983.14 | 328 | 1 | 697988138834 | 69798813883 | 15983.14
BFV425 | 77 | ML322B A20 | ML322B | 20 | BUTTERFLY VALVE,LUG,GEAR OPERATOR,CI BODY,NICKEL PLTD DI IRON DISC,150 WOG,BUNA LINER | 20193.29 | 416 | 1 | 697988138841 | 69798813884 | 20193.29
BFV425 | 77 | ML322B A24 | ML322B | 24 | BUTTERFLY VALVE,LUG,GEAR OPERATOR,CI BODY,NICKEL PLTD DI IRON DISC,150 WOG,BUNA LINER | 33938.87 | 650 | 1 | 697988138858 | 69798813885 | 33938.87
BFV425 | 77 | ML322B -30 | ML322B | 30 | BUTTERFLY VALVE,LUG,GEAR OPERATOR,CI BODY,NICKEL PLTD DI IRON DISC,150 WOG,BUNA LINER | 57508.07 | 1680 | 1 | 697988138681 | 69798813868 | 57508.07
BFV425 | 70 | ML322E D J | ML322E | 2 | BUTTERFLY VALVE,LUG,GEAR OPERATOR,CI BODY,NICKEL PLTD DI IRON DISC,200 WOG,EPDM LINER,DBL DEAD END | 1977.86 | 12 | 1 | 697988623569 | 69798862356 | 1977.86
BFV425 | 70 | ML322E D K | ML322E | 2 1/2 | BUTTERFLY VALVE,LUG,GEAR OPERATOR,CI BODY,NICKEL PLTD DI IRON DISC,200 WOG,EPDM LINER,DBL DEAD END | 1977.86 | 10.54 | 1 | 697988623576 | 69798862357 | 1977.86
BFV425 | 70 | ML322E D L | ML322E | 3 | BUTTERFLY VALVE,LUG,GEAR OPERATOR,CI BODY,NICKEL PLTD DI IRON DISC,200 WOG,EPDM LINER,DBL DEAD END | 2068.11 | 19.68 | 1 | 697988623583 | 69798862358 | 2068.11
BFV425 | 70 | ML322E D N | ML322E | 4 | BUTTERFLY VALVE,LUG,GEAR OPERATOR,CI BODY,NICKEL PLTD DI IRON DISC,200 WOG,EPDM LINER,DBL DEAD END | 2371.75 | 22.95 | 1 | 697988623590 | 69798862359 | 2371.75
BFV425 | 70 | ML322E D R | ML322E | 5 | BUTTERFLY VALVE,LUG,GEAR OPERATOR,CI BODY,NICKEL PLTD DI IRON DISC,200 WOG,EPDM LINER,DBL DEAD END | 2864.21 | 27.5 | 1 | 697988623606 | 69798862360 | 2864.21
BFV425 | 70 | ML322E D S | ML322E | 6 | BUTTERFLY VALVE,LUG,GEAR OPERATOR,CI BODY,NICKEL PLTD DI IRON DISC,200 WOG,EPDM LINER,DBL DEAD END | 3200.79 | 34.22 | 1 | 697988623613 | 69798862361 | 3200.79
BFV425 | 70 | ML322E D U | ML322E | 8 | BUTTERFLY VALVE,LUG,GEAR OPERATOR,CI BODY,NICKEL PLTD DI IRON DISC,200 WOG,EPDM LINER,DBL DEAD END | 4193.76 | 59.16 | 1 | 697988623620 | 69798862362 | 4193.76
BFV425 | 70 | ML322E D W | ML322E | 10 | BUTTERFLY VALVE,LUG,GEAR OPERATOR,CI BODY,NICKEL PLTD DI IRON DISC,200 WOG,EPDM LINER,DBL DEAD END | 5342.79 | 82.76 | 1 | 697988623637 | 69798862363 | 5342.79
BFV425 | 70 | ML322E DWJ | ML322E | 12 | BUTTERFLY VALVE,LUG,GEAR OPERATOR,CI BODY,NICKEL PLTD DI IRON DISC,200 WOG,EPDM LINER,DBL DEAD END | 6623.01 | 110.52 | 1 | 697988623644 | 69798862364 | 6623.01
BFV425 | 77 | ML322E A14 | ML322E | 14 | BUTTERFLY VALVE,LUG,GEAR OPERATOR,CI BODY,NICKEL PLTD DI IRON DISC,150 WOG,EPDM LINER | 8576.28 | 175 | 1 | 697988139015 | 69798813901 | 8576.28
BFV425 | 77 | ML322E A16 | ML322E | 16 | BUTTERFLY VALVE,LUG,GEAR OPERATOR,CI BODY,NICKEL PLTD DI IRON DISC,150 WOG,EPDM LINER | 12708.52 | 235 | 1 | 697988139022 | 69798813902 | 12708.52
BFV425 | 77 | ML322E A18 | ML322E | 18 | BUTTERFLY VALVE,LUG,GEAR OPERATOR,CI BODY,NICKEL PLTD DI IRON DISC,150 WOG,EPDM LINER | 15983.14 | 328 | 1 | 697988139039 | 69798813903 | 15983.14
BFV425 | 77 | ML322E A20 | ML322E | 20 | BUTTERFLY VALVE,LUG,GEAR OPERATOR,CI BODY,NICKEL PLTD DI IRON DISC,150 WOG,EPDM LINER | 20193.29 | 416 | 1 | 697988139046 | 69798813904 | 20193.29
BFV425 | 77 | ML322E A24 | ML322E | 24 | BUTTERFLY VALVE,LUG,GEAR OPERATOR,CI BODY,NICKEL PLTD DI IRON DISC,150 WOG,EPDM LINER | 33938.87 | 705 | 1 | 697988139053 | 69798813905 | 33938.87
BFV425 | 77 | ML322E -30 | ML322E | 30 | BUTTERFLY VALVE,LUG,GEAR OPERATOR,CI BODY,NICKEL PLTD DI IRON DISC,150 WOG,EPDM LINER | 57508.07 | 1216 | 1 | 697988138889 | 69798813888 | 57508.07
BFV425 | 77 | ML322E -36 | ML322E | 36 | BUTTERFLY VALVE,LUG,GEAR OPERATOR,CI BODY,NICKEL PLTD DI IRON DISC,150 WOG,EPDM LINER | 81404.86 | 1781 | 1 | 697988138896 | 69798813889 | 81404.86
BFV425 | 77 | ML322E -42 | ML322E | 42 | BUTTERFLY VALVE,LUG,GEAR OPERATOR,CI BODY,NICKEL PLTD DI IRON DISC,150 WOG,EPDM LINER | 96390.06 | 1995 | 1 | 697988138902 | 69798813890 | 96390.06
BFV425 | 77 | ML322E -48 | ML322E | 48 | BUTTERFLY VALVE,LUG,GEAR OPERATOR,CI BODY,NICKEL PLTD DI IRON DISC,150 WOG,EPDM LINER | 129401.03 | 3897 | 1 | 697988138919 | 69798813891 | 129401.03
BFV425 | 70 | ML322E-A A U | ML322EA | 8 | BUTTERFLY VALVE,LUG,GEAR OPERATOR,CI BODY,NICKEL PLTD DI IRON DISC,200 WOG,EPDM LINER,EPOXY CTD BODY | 5112.87 | 49.15 | 1 | 697988693821 | 69798869382 | 5112.87
BFV425 | 77 | ML322E-DA A14 | ML322EDA | 14 | BUTTERFLY VALVE,LUG,GEAR OPERATOR,CI BODY,NICKEL PLTD DI IRON DISC,150 WOG,EPDM LINER,DRY ASSEMBLED | 8576.34 | 175 | 1 | 697988694736 | 69798869473 | 8576.34
BFV425 | 77 | ML322E-DA A16 | ML322EDA | 16 | BUTTERFLY VALVE,LUG,GEAR OPERATOR,CI BODY,NICKEL PLTD DI IRON DISC,150 WOG,EPDM LINER,DRY ASSEMBLED | 12708.44 | 232 | 1 | 697988694774 | 69798869477 | 12708.44
BFV425 | 77 | ML322E-DA A20 | ML322EDA | 20 | BUTTERFLY VALVE,LUG,GEAR OPERATOR,CI BODY,NICKEL PLTD DI IRON DISC,150 WOG,EPDM LINER,DRY ASSEMBLED | 20193.29 | 416 | 1 | 697988694743 | 69798869474 | 20193.29
BFV425 | 77 | ML322E-DA A24 | ML322EDA | 24 | BUTTERFLY VALVE,LUG,GEAR OPERATOR,CI BODY,NICKEL PLTD DI IRON DISC,150 WOG,EPDM LINER,DRY ASSEMBLED | 33938.87 | 705 | 1 | 697988694750 | 69798869475 | 33938.87
BFV425 | 70 | ML322ES D J | ML322ES | 2 | BUTTERFLY VALVE,LUG,GEAR OPERATOR,CI BODY,SS DISC/STEM,200 WOG,EPDM LINER,DBL DEAD END | 2133.79 | 0 | 1 | 697988725799 | 69798872579 | 2133.79
BFV425 | 70 | ML322ES D K | ML322ES | 2 1/2 | BUTTERFLY VALVE,LUG,GEAR OPERATOR,CI BODY,SS DISC/STEM,200 WOG,EPDM LINER,DBL DEAD END | 2133.79 | 0 | 1 | 697988725805 | 69798872580 | 2133.79
BFV425 | 70 | ML322ES D L | ML322ES | 3 | BUTTERFLY VALVE,LUG,GEAR OPERATOR,CI BODY,SS DISC/STEM,200 WOG,EPDM LINER,DBL DEAD END | 2240.49 | 0 | 1 | 697988725812 | 69798872581 | 2240.49
BFV425 | 70 | ML322ES D N | ML322ES | 4 | BUTTERFLY VALVE,LUG,GEAR OPERATOR,CI BODY,SS DISC/STEM,200 WOG,EPDM LINER,DBL DEAD END | 2576.92 | 0 | 1 | 697988725829 | 69798872582 | 2576.92
BFV425 | 70 | ML322ES D R | ML322ES | 5 | BUTTERFLY VALVE,LUG,GEAR OPERATOR,CI BODY,SS DISC/STEM,200 WOG,EPDM LINER,DBL DEAD END | 3085.79 | 0 | 1 | 697988725836 | 69798872583 | 3085.79
BFV425 | 70 | ML322ES D S | ML322ES | 6 | BUTTERFLY VALVE,LUG,GEAR OPERATOR,CI BODY,SS DISC/STEM,200 WOG,EPDM LINER,DBL DEAD END | 3479.94 | 0 | 1 | 697988725676 | 69798872567 | 3479.94
BFV425 | 70 | ML322ES D U | ML322ES | 8 | BUTTERFLY VALVE,LUG,GEAR OPERATOR,CI BODY,SS DISC/STEM,200 WOG,EPDM LINER,DBL DEAD END | 4587.73 | 59.2 | 1 | 697988725843 | 69798872584 | 4587.73
BFV425 | 70 | ML322ES D W | ML322ES | 10 | BUTTERFLY VALVE,LUG,GEAR OPERATOR,CI BODY,SS DISC/STEM,200 WOG,EPDM LINER,DBL DEAD END | 6097.89 | 0 | 1 | 697988725850 | 69798872585 | 6097.89
BFV425 | 70 | ML322ES DWJ | ML322ES | 12 | BUTTERFLY VALVE,LUG,GEAR OPERATOR,CI BODY,SS DISC/STEM,200 WOG,EPDM LINER,DBL DEAD END | 7804.84 | 109 | 1 | 697988725867 | 69798872586 | 7804.84
BFV425 | 70 | ML322V A J | ML322V | 2 | BUTTERFLY VALVE,LUG,GEAR OPERATOR,CI BODY,NICKEL PLTD DI IRON DISC,200 WOG,VITON LINER | 2970.83 | 12 | 1 | 697988139084 | 69798813908 | 2970.83
BFV425 | 70 | ML322V A K | ML322V | 2 1/2 | BUTTERFLY VALVE,LUG,GEAR OPERATOR,CI BODY,NICKEL PLTD DI IRON DISC,200 WOG,VITON LINER | 2970.83 | 14.5 | 1 | 697988139091 | 69798813909 | 2970.83
BFV425 | 70 | ML322V A L | ML322V | 3 | BUTTERFLY VALVE,LUG,GEAR OPERATOR,CI BODY,NICKEL PLTD DI IRON DISC,200 WOG,VITON LINER | 3061.06 | 17.4 | 1 | 697988139107 | 69798813910 | 3061.06
BFV425 | 70 | ML322V A N | ML322V | 4 | BUTTERFLY VALVE,LUG,GEAR OPERATOR,CI BODY,NICKEL PLTD DI IRON DISC,200 WOG,VITON LINER | 3570.02 | 26.56 | 1 | 697988139114 | 69798813911 | 3570.02
BFV425 | 70 | ML322V A R | ML322V | 5 | BUTTERFLY VALVE,LUG,GEAR OPERATOR,CI BODY,NICKEL PLTD DI IRON DISC,200 WOG,VITON LINER | 4612.36 | 27.5 | 1 | 697988139121 | 69798813912 | 4612.36
BFV425 | 70 | ML322V A S | ML322V | 6 | BUTTERFLY VALVE,LUG,GEAR OPERATOR,CI BODY,NICKEL PLTD DI IRON DISC,200 WOG,VITON LINER | 4989.9 | 34.2 | 1 | 697988139138 | 69798813913 | 4989.9
BFV425 | 70 | ML322V A U | ML322V | 8 | BUTTERFLY VALVE,LUG,GEAR OPERATOR,CI BODY,NICKEL PLTD DI IRON DISC,200 WOG,VITON LINER | 7320.67 | 58.86 | 1 | 697988139145 | 69798813914 | 7320.67
BFV425 | 70 | ML322V A W | ML322V | 10 | BUTTERFLY VALVE,LUG,GEAR OPERATOR,CI BODY,NICKEL PLTD DI IRON DISC,200 WOG,VITON LINER | 8986.73 | 74.8 | 1 | 697988139152 | 69798813915 | 8986.73
BFV425 | 70 | ML322V AWJ | ML322V | 12 | BUTTERFLY VALVE,LUG,GEAR OPERATOR,CI BODY,NICKEL PLTD DI IRON DISC,200 WOG,VITON LINER | 11153.4 | 113 | 1 | 697988139169 | 69798813916 | 11153.4
BFV425 | 77 | ML322V A14 | ML322V | 14 | BUTTERFLY VALVE,LUG,GEAR OPERATOR,CI BODY,NICKEL PLTD DI IRON DISC,150 WOG,VITON LINER | 15593.29 | 190 | 1 | 697988401358 | 69798840135 | 15593.29
BFV425 | 77 | ML322V A16 | ML322V | 16 | BUTTERFLY VALVE,LUG,GEAR OPERATOR,CI BODY,NICKEL PLTD DI IRON DISC,150 WOG,VITON LINER | 22836.38 | 232 | 1 | 697988550032 | 69798855003 | 22836.38
BFV425 | 77 | ML322V A18 | ML322V | 18 | BUTTERFLY VALVE,LUG,GEAR OPERATOR,CI BODY,NICKEL PLTD DI IRON DISC,150 WOG,VITON LINER | 27693.68 | 329 | 1 | 697988551091 | 69798855109 | 27693.68
BFV425 | 77 | ML322V A20 | ML322V | 20 | BUTTERFLY VALVE,LUG,GEAR OPERATOR,CI BODY,NICKEL PLTD DI IRON DISC,150 WOG,VITON LINER | 33931.06 | 416 | 1 | 697988395190 | 69798839519 | 33931.06
BFV425 | 77 | ML322V A24 | ML322V | 24 | BUTTERFLY VALVE,LUG,GEAR OPERATOR,CI BODY,NICKEL PLTD DI IRON DISC,150 WOG,VITON LINER | 52518.26 | 650 | 1 | 697988540491 | 69798854049 | 52518.26
BFV425 | 77 | ML322VS A14 | ML322VS | 14 | BUTTERFLY VALVE,LUG,GEAR OPERATOR,CI BODY,NICKEL PLTD DI IRON DISC,150 WOG,VITON LINER,316 SS STEM | 17965.02 | 190 | 1 | 697988506824 | 69798850682 | 17965.02
BFV425 | 77 | ML322VS A20 | ML322VS | 20 | BUTTERFLY VALVE,LUG,GEAR OPERATOR,CI BODY,NICKEL PLTD DI IRON DISC,150 WOG,VITON LINER,316 SS STEM | 38133.07 | 416 | 1 | 697988602724 | 69798860272 | 38133.07
BFV425 | 70 | ML323B D J | ML323B | 2 | BUTTERFLY VALVE,LUG,GEAR OPERATOR,CI BODY,ALMN/BRNZ DISC,200 WOG,BUNA LINER,DOUBLE DEAD END | 2051.74 | 27.8 | 1 | 697988623651 | 69798862365 | 2051.74
BFV425 | 70 | ML323B D K | ML323B | 2 1/2 | BUTTERFLY VALVE,LUG,GEAR OPERATOR,CI BODY,ALMN/BRNZ DISC,200 WOG,BUNA LINER,DOUBLE DEAD END | 2051.74 | 15.1 | 1 | 697988623668 | 69798862366 | 2051.74
BFV425 | 70 | ML323B D L | ML323B | 3 | BUTTERFLY VALVE,LUG,GEAR OPERATOR,CI BODY,ALMN/BRNZ DISC,200 WOG,BUNA LINER,DOUBLE DEAD END | 2133.81 | 18.934 | 1 | 697988623675 | 69798862367 | 2133.81
BFV425 | 70 | ML323B D N | ML323B | 4 | BUTTERFLY VALVE,LUG,GEAR OPERATOR,CI BODY,ALMN/BRNZ DISC,200 WOG,BUNA LINER,DOUBLE DEAD END | 2519.57 | 24.68 | 1 | 697988623682 | 69798862368 | 2519.57
BFV425 | 70 | ML323B D R | ML323B | 5 | BUTTERFLY VALVE,LUG,GEAR OPERATOR,CI BODY,ALMN/BRNZ DISC,200 WOG,BUNA LINER,DOUBLE DEAD END | 3200.79 | 25 | 1 | 697988623699 | 69798862369 | 3200.79
BFV425 | 70 | ML323B D S | ML323B | 6 | BUTTERFLY VALVE,LUG,GEAR OPERATOR,CI BODY,ALMN/BRNZ DISC,200 WOG,BUNA LINER,DOUBLE DEAD END | 3446.9 | 34.34 | 1 | 697988623705 | 69798862370 | 3446.9
BFV425 | 70 | ML323B D U | ML323B | 8 | BUTTERFLY VALVE,LUG,GEAR OPERATOR,CI BODY,ALMN/BRNZ DISC,200 WOG,BUNA LINER,DOUBLE DEAD END | 4776.49 | 57.98 | 1 | 697988623712 | 69798862371 | 4776.49
BFV425 | 70 | ML323B D W | ML323B | 10 | BUTTERFLY VALVE,LUG,GEAR OPERATOR,CI BODY,ALMN/BRNZ DISC,200 WOG,BUNA LINER,DOUBLE DEAD END | 5884.44 | 80.9 | 1 | 697988623729 | 69798862372 | 5884.44
BFV425 | 70 | ML323B DWJ | ML323B | 12 | BUTTERFLY VALVE,LUG,GEAR OPERATOR,CI BODY,ALMN/BRNZ DISC,200 WOG,BUNA LINER,DOUBLE DEAD END | 8100.38 | 103.05 | 1 | 697988623736 | 69798862373 | 8100.38
BFV425 | 77 | ML323B A14 | ML323B | 14 | BUTTERFLY VALVE,LUG,GEAR OPERATOR,CI BODY,ALMN/BRNZ DISC,150 WOG,BUNA LINER | 10759.42 | 176 | 1 | 697988139350 | 69798813935 | 10759.42
BFV425 | 77 | ML323B A16 | ML323B | 16 | BUTTERFLY VALVE,LUG,GEAR OPERATOR,CI BODY,ALMN/BRNZ DISC,150 WOG,BUNA LINER | 15749.27 | 237 | 1 | 697988139367 | 69798813936 | 15749.27
BFV425 | 77 | ML323B A18 | ML323B | 18 | BUTTERFLY VALVE,LUG,GEAR OPERATOR,CI BODY,ALMN/BRNZ DISC,150 WOG,BUNA LINER | 19491.6 | 325 | 1 | 697988139374 | 69798813937 | 19491.6
BFV425 | 77 | ML323B A20 | ML323B | 20 | BUTTERFLY VALVE,LUG,GEAR OPERATOR,CI BODY,ALMN/BRNZ DISC,150 WOG,BUNA LINER | 24793.37 | 416 | 1 | 697988139381 | 69798813938 | 24793.37
BFV425 | 77 | ML323B A24 | ML323B | 24 | BUTTERFLY VALVE,LUG,GEAR OPERATOR,CI BODY,ALMN/BRNZ DISC,150 WOG,BUNA LINER | 44440.92 | 631 | 1 | 697988139398 | 69798813939 | 44440.92
BFV425 | 77 | ML323B -30 | ML323B | 30 | BUTTERFLY VALVE,LUG,GEAR OPERATOR,CI BODY,ALMN/BRNZ DISC,150 WOG,BUNA LINER | 75954.99 | 1680 | 1 | 697988139220 | 69798813922 | 75954.99
BFV425 | 77 | ML323B -36 | ML323B | 36 | BUTTERFLY VALVE,LUG,GEAR OPERATOR,CI BODY,ALMN/BRNZ DISC,150 WOG,BUNA LINER | 115109.83 | 2100 | 1 | 697988139237 | 69798813923 | 115109.83
BFV425 | 70 | ML323B-A A L | ML323BA | 3 | BUTTERFLY VALVE,LUG,GEAR OPERATOR,CI BODY,ALMN/BRNZ DISC,200 WOG,BUNA LINER,EPOXY COATED BODY | 2716.46 | 15.72 | 1 | 697988373204 | 69798837320 | 2716.46
BFV425 | 70 | ML323B-A A S | ML323BA | 6 | BUTTERFLY VALVE,LUG,GEAR OPERATOR,CI BODY,ALMN/BRNZ DISC,200 WOG,BUNA LINER,EPOXY COATED BODY | 4275.73 | 46 | 1 | 697988697300 | 69798869730 | 4275.73
BFV425 | 70 | ML323B-A A U | ML323BA | 8 | BUTTERFLY VALVE,LUG,GEAR OPERATOR,CI BODY,ALMN/BRNZ DISC,200 WOG,BUNA LINER,EPOXY COATED BODY | 5695.54 | 46 | 1 | 697988696914 | 69798869691 | 5695.54
BFV425 | 77 | ML323B-A A16 | ML323BA | 16 | BUTTERFLY VALVE,LUG,GEAR OPERATOR,CI BODY,ALMN/BRNZ DISC,150 WOG,BUNA LINER,EPOXY COATED BODY | 17610.96 | 237 | 1 | 697988696846 | 69798869684 | 17610.96
BFV425 | 70 | ML323E D J | ML323E | 2 | BUTTERFLY VALVE,LUG,GEAR OPERATOR,CI BODY,ALMN/BRNZ DISC,200 WOG,EPDM LINER,DOUBLE DEAD END | 2051.74 | 14.28 | 1 | 697988623743 | 69798862374 | 2051.74
BFV425 | 70 | ML323E D K | ML323E | 2 1/2 | BUTTERFLY VALVE,LUG,GEAR OPERATOR,CI BODY,ALMN/BRNZ DISC,200 WOG,EPDM LINER,DOUBLE DEAD END | 2051.74 | 19.38 | 1 | 697988623750 | 69798862375 | 2051.74
BFV425 | 70 | ML323E D L | ML323E | 3 | BUTTERFLY VALVE,LUG,GEAR OPERATOR,CI BODY,ALMN/BRNZ DISC,200 WOG,EPDM LINER,DOUBLE DEAD END | 2133.81 | 19.74 | 1 | 697988623767 | 69798862376 | 2133.81
BFV425 | 70 | ML323E D N | ML323E | 4 | BUTTERFLY VALVE,LUG,GEAR OPERATOR,CI BODY,ALMN/BRNZ DISC,200 WOG,EPDM LINER,DOUBLE DEAD END | 2519.57 | 23.96 | 1 | 697988623774 | 69798862377 | 2519.57
BFV425 | 70 | ML323E D R | ML323E | 5 | BUTTERFLY VALVE,LUG,GEAR OPERATOR,CI BODY,ALMN/BRNZ DISC,200 WOG,EPDM LINER,DOUBLE DEAD END | 3200.79 | 27.08 | 1 | 697988623781 | 69798862378 | 3200.79
BFV425 | 70 | ML323E D S | ML323E | 6 | BUTTERFLY VALVE,LUG,GEAR OPERATOR,CI BODY,ALMN/BRNZ DISC,200 WOG,EPDM LINER,DOUBLE DEAD END | 3446.9 | 33.88 | 1 | 697988623798 | 69798862379 | 3446.9
BFV425 | 70 | ML323E D U | ML323E | 8 | BUTTERFLY VALVE,LUG,GEAR OPERATOR,CI BODY,ALMN/BRNZ DISC,200 WOG,EPDM LINER,DOUBLE DEAD END | 4776.49 | 58.72 | 1 | 697988623804 | 69798862380 | 4776.49
BFV425 | 70 | ML323E D W | ML323E | 10 | BUTTERFLY VALVE,LUG,GEAR OPERATOR,CI BODY,ALMN/BRNZ DISC,200 WOG,EPDM LINER,DOUBLE DEAD END | 5884.44 | 79.87 | 1 | 697988623811 | 69798862381 | 5884.44
BFV425 | 70 | ML323E DWJ | ML323E | 12 | BUTTERFLY VALVE,LUG,GEAR OPERATOR,CI BODY,ALMN/BRNZ DISC,200 WOG,EPDM LINER,DOUBLE DEAD END | 8100.38 | 104.976 | 1 | 697988623828 | 69798862382 | 8100.38
BFV425 | 77 | ML323E A14 | ML323E | 14 | BUTTERFLY VALVE,LUG,GEAR OPERATOR,CI BODY,ALMN/BRNZ DISC,150 WOG,EPDM LINER | 10759.42 | 177 | 1 | 697988139619 | 69798813961 | 10759.42
BFV425 | 77 | ML323E A16 | ML323E | 16 | BUTTERFLY VALVE,LUG,GEAR OPERATOR,CI BODY,ALMN/BRNZ DISC,150 WOG,EPDM LINER | 15749.27 | 237 | 1 | 697988139626 | 69798813962 | 15749.27
BFV425 | 77 | ML323E A18 | ML323E | 18 | BUTTERFLY VALVE,LUG,GEAR OPERATOR,CI BODY,ALMN/BRNZ DISC,150 WOG,EPDM LINER | 19491.6 | 334 | 1 | 697988139633 | 69798813963 | 19491.6
BFV425 | 77 | ML323E A20 | ML323E | 20 | BUTTERFLY VALVE,LUG,GEAR OPERATOR,CI BODY,ALMN/BRNZ DISC,150 WOG,EPDM LINER | 24793.37 | 412 | 1 | 697988139640 | 69798813964 | 24793.37
BFV425 | 77 | ML323E A24 | ML323E | 24 | BUTTERFLY VALVE,LUG,GEAR OPERATOR,CI BODY,ALMN/BRNZ DISC,150 WOG,EPDM LINER | 44440.92 | 683 | 1 | 697988139657 | 69798813965 | 44440.92
BFV425 | 77 | ML323E -30 | ML323E | 30 | BUTTERFLY VALVE,LUG,GEAR OPERATOR,CI BODY,ALMN/BRNZ DISC,150 WOG,EPDM LINER | 75954.99 | 1385.5 | 1 | 697988139480 | 69798813948 | 75954.99
BFV425 | 77 | ML323E -36 | ML323E | 36 | BUTTERFLY VALVE,LUG,GEAR OPERATOR,CI BODY,ALMN/BRNZ DISC,150 WOG,EPDM LINER | 115109.83 | 2100 | 1 | 697988139497 | 69798813949 | 115109.83
BFV425 | 77 | ML323E -42 | ML323E | 42 | BUTTERFLY VALVE,LUG,GEAR OPERATOR,CI BODY,ALMN/BRNZ DISC,150 WOG,EPDM LINER | 160556.42 | 2500 | 1 | 697988139503 | 69798813950 | 160556.42
BFV425 | 77 | ML323E -48 | ML323E | 48 | BUTTERFLY VALVE,LUG,GEAR OPERATOR,CI BODY,ALMN/BRNZ DISC,150 WOG,EPDM LINER | 214618.48 | 3897 | 1 | 697988139510 | 69798813951 | 214618.48
BFV425 | 70 | ML323E-A A L | ML323EA | 3 | BUTTERFLY VALVE,LUG,GEAR OPERATOR,CI BODY,ALMN/BRNZ DISC,200 WOG,EPDM LINER,EPOXY COATED BODY | 2716.46 | 17.58 | 1 | 697988501119 | 69798850111 | 2716.46
BFV425 | 70 | ML323E-A A N | ML323EA | 4 | BUTTERFLY VALVE,LUG,GEAR OPERATOR,CI BODY,ALMN/BRNZ DISC,200 WOG,EPDM LINER,EPOXY COATED BODY | 3143.16 | 26.1 | 1 | 697988592551 | 69798859255 | 3143.16
BFV425 | 70 | ML323E-A A S | ML323EA | 6 | BUTTERFLY VALVE,LUG,GEAR OPERATOR,CI BODY,ALMN/BRNZ DISC,200 WOG,EPDM LINER,EPOXY COATED BODY | 4275.73 | 33.86 | 1 | 697988539921 | 69798853992 | 4275.73
BFV425 | 70 | ML323E-A A U | ML323EA | 8 | BUTTERFLY VALVE,LUG,GEAR OPERATOR,CI BODY,ALMN/BRNZ DISC,200 WOG,EPDM LINER,EPOXY COATED BODY | 5695.54 | 46 | 1 | 697988378476 | 69798837847 | 5695.54
BFV425 | 70 | ML323E-A A W | ML323EA | 10 | BUTTERFLY VALVE,LUG,GEAR OPERATOR,CI BODY,ALMN/BRNZ DISC,200 WOG,EPDM LINER,EPOXY COATED BODY | 7000.54 | 82.26 | 1 | 697988378483 | 69798837848 | 7000.54
BFV425 | 70 | ML323E-A AWJ | ML323EA | 12 | BUTTERFLY VALVE,LUG,GEAR OPERATOR,CI BODY,ALMN/BRNZ DISC,200 WOG,EPDM LINER,EPOXY COATED BODY | 9635.01 | 107.218 | 1 | 697988589018 | 69798858901 | 9635.01
BFV425 | 77 | ML323E-A A14 | ML323EA | 14 | BUTTERFLY VALVE,LUG,GEAR OPERATOR,CI BODY,ALMN/BRNZ DISC,150 WOG,EPDM LINER,EPOXY COATED BODY | 12621.12 | 190 | 1 | 697988714908 | 69798871490 | 12621.12
BFV425 | 77 | ML323E-A A16 | ML323EA | 16 | BUTTERFLY VALVE,LUG,GEAR OPERATOR,CI BODY,ALMN/BRNZ DISC,150 WOG,EPDM LINER,EPOXY COATED BODY | 17610.96 | 237 | 1 | 697988594432 | 69798859443 | 17610.96
BFV425 | 70 | ML323ES D J | ML323ES | 2 | BUTTERFLY VALVE,LUG,GEAR OP,CI BODY,ALMN/BRNZ DISC,200 WOG,EPDM LINER,316 STEM W/AB OR NP DISC,DDE | 2207.67 | 12 | 1 | 697988714526 | 69798871452 | 2207.67
BFV425 | 70 | ML323ES D K | ML323ES | 2 1/2 | BUTTERFLY VALVE,LUG,GEAR OP,CI BODY,ALMN/BRNZ DISC,200 WOG,EPDM LINER,316 STEM W/AB OR NP DISC,DDE | 2207.67 | 14.5 | 1 | 697988714533 | 69798871453 | 2207.67
BFV425 | 70 | ML323ES D L | ML323ES | 3 | BUTTERFLY VALVE,LUG,GEAR OP,CI BODY,ALMN/BRNZ DISC,200 WOG,EPDM LINER,316 STEM W/AB OR NP DISC,DDE | 2306.2 | 15 | 1 | 697988714540 | 69798871454 | 2306.2
BFV425 | 70 | ML323ES D N | ML323ES | 4 | BUTTERFLY VALVE,LUG,GEAR OP,CI BODY,ALMN/BRNZ DISC,200 WOG,EPDM LINER,316 STEM W/AB OR NP DISC,DDE | 2724.7 | 22 | 1 | 697988714557 | 69798871455 | 2724.7
BFV425 | 70 | ML323ES D R | ML323ES | 5 | BUTTERFLY VALVE,LUG,GEAR OP,CI BODY,ALMN/BRNZ DISC,200 WOG,EPDM LINER,316 STEM W/AB OR NP DISC,DDE | 3422.37 | 26.12 | 1 | 697988714564 | 69798871456 | 3422.37
BFV425 | 70 | ML323ES D S | ML323ES | 6 | BUTTERFLY VALVE,LUG,GEAR OP,CI BODY,ALMN/BRNZ DISC,200 WOG,EPDM LINER,316 STEM W/AB OR NP DISC,DDE | 3725.95 | 30 | 1 | 697988714571 | 69798871457 | 3725.95
BFV425 | 71 | ML323ES D U | ML323ES | 8 | BUTTERFLY VALVE,LUG,GEAR OP,CI BODY,ALMN/BRNZ DISC,200 WOG,EPDM LINER,316 STEM W/AB OR NP DISC,DDE | 5170.41 | 46 | 1 | 697988714588 | 69798871458 | 5170.41
BFV425 | 70 | ML323ES D W | ML323ES | 10 | BUTTERFLY VALVE,LUG,GEAR OP,CI BODY,ALMN/BRNZ DISC,200 WOG,EPDM LINER,316 STEM W/AB OR NP DISC,DDE | 6639.52 | 78 | 1 | 697988714595 | 69798871459 | 6639.52
BFV425 | 70 | ML323ES DWJ | ML323ES | 12 | BUTTERFLY VALVE,LUG,GEAR OP,CI BODY,ALMN/BRNZ DISC,200 WOG,EPDM LINER,316 STEM W/AB OR NP DISC,DDE | 9282.15 | 113 | 1 | 697988714601 | 69798871460 | 9282.15
BFV425 | 77 | ML323ES A14 | ML323ES | 14 | BUTTERFLY VALVE,LUG,GEAR OPERATOR,CI BODY,ALMN/BRNZ DISC,150 WOG,EPDM LINER,316 STEM W/AB OR NP DISC | 13131.2 | 190 | 1 | 697988139800 | 69798813980 | 13131.2
BFV425 | 77 | ML323ES A16 | ML323ES | 16 | BUTTERFLY VALVE,LUG,GEAR OPERATOR,CI BODY,ALMN/BRNZ DISC,150 WOG,EPDM LINER,316 STEM W/AB OR NP DISC | 18367.28 | 252 | 1 | 697988139817 | 69798813981 | 18367.28
BFV425 | 77 | ML323ES A20 | ML323ES | 20 | BUTTERFLY VALVE,LUG,GEAR OPERATOR,CI BODY,ALMN/BRNZ DISC,150 WOG,EPDM LINER,316 STEM W/AB OR NP DISC | 28995.34 | 416 | 1 | 697988568594 | 69798856859 | 28995.34
BFV425 | 77 | ML323ES A24 | ML323ES | 24 | BUTTERFLY VALVE,LUG,GEAR OPERATOR,CI BODY,ALMN/BRNZ DISC,150 WOG,EPDM LINER,316 STEM W/AB OR NP DISC | 51055.74 | 650 | 1 | 697988398863 | 69798839886 | 51055.74
BFV425 | 70 | ML323V A J | ML323V | 2 | BUTTERFLY VALVE,LUG,GEAR OPERATOR,CI BODY,ALMN/BRNZ DISC,200 WOG,VITON LINER | 3044.75 | 12 | 1 | 697988344273 | 69798834427 | 3044.75
BFV425 | 70 | ML323V A K | ML323V | 2 1/2 | BUTTERFLY VALVE,LUG,GEAR OPERATOR,CI BODY,ALMN/BRNZ DISC,200 WOG,VITON LINER | 3044.75 | 14.5 | 1 | 697988344280 | 69798834428 | 3044.75
BFV425 | 70 | ML323V A L | ML323V | 3 | BUTTERFLY VALVE,LUG,GEAR OPERATOR,CI BODY,ALMN/BRNZ DISC,200 WOG,VITON LINER | 3126.77 | 19.38 | 1 | 697988344297 | 69798834429 | 3126.77
BFV425 | 70 | ML323V A N | ML323V | 4 | BUTTERFLY VALVE,LUG,GEAR OPERATOR,CI BODY,ALMN/BRNZ DISC,200 WOG,VITON LINER | 3717.79 | 22 | 1 | 697988139862 | 69798813986 | 3717.79
BFV425 | 70 | ML323V A R | ML323V | 5 | BUTTERFLY VALVE,LUG,GEAR OPERATOR,CI BODY,ALMN/BRNZ DISC,200 WOG,VITON LINER | 4949.02 | 25 | 1 | 697988139879 | 69798813987 | 4949.02
BFV425 | 70 | ML323V A S | ML323V | 6 | BUTTERFLY VALVE,LUG,GEAR OPERATOR,CI BODY,ALMN/BRNZ DISC,200 WOG,VITON LINER | 5236.04 | 33.084 | 1 | 697988344303 | 69798834430 | 5236.04
BFV425 | 70 | ML323V A U | ML323V | 8 | BUTTERFLY VALVE,LUG,GEAR OPERATOR,CI BODY,ALMN/BRNZ DISC,200 WOG,VITON LINER | 7903.45 | 57.28 | 1 | 697988139886 | 69798813988 | 7903.45
BFV425 | 70 | ML323V A W | ML323V | 10 | BUTTERFLY VALVE,LUG,GEAR OPERATOR,CI BODY,ALMN/BRNZ DISC,200 WOG,VITON LINER | 9528.38 | 78 | 1 | 697988139893 | 69798813989 | 9528.38
BFV425 | 70 | ML323V AWJ | ML323V | 12 | BUTTERFLY VALVE,LUG,GEAR OPERATOR,CI BODY,ALMN/BRNZ DISC,200 WOG,VITON LINER | 12630.74 | 113 | 1 | 697988139909 | 69798813990 | 12630.74
BFV425 | 77 | ML323V A14 | ML323V | 14 | BUTTERFLY VALVE,LUG,GEAR OPERATOR,CI BODY,ALMN/BRNZ DISC,150 WOG,VITON LINER | 17776.41 | 164 | 1 | 697988326743 | 69798832674 | 17776.41
BFV425 | 77 | ML323V A16 | ML323V | 16 | BUTTERFLY VALVE,LUG,GEAR OPERATOR,CI BODY,ALMN/BRNZ DISC,150 WOG,VITON LINER | 25877.11 | 252 | 1 | 697988326750 | 69798832675 | 25877.11
BFV425 | 77 | ML323V A18 | ML323V | 18 | BUTTERFLY VALVE,LUG,GEAR OPERATOR,CI BODY,ALMN/BRNZ DISC,150 WOG,VITON LINER | 31202.1 | 325 | 1 | 697988326767 | 69798832676 | 31202.1
BFV425 | 77 | ML323V A20 | ML323V | 20 | BUTTERFLY VALVE,LUG,GEAR OPERATOR,CI BODY,ALMN/BRNZ DISC,150 WOG,VITON LINER | 38531.13 | 416 | 1 | 697988326774 | 69798832677 | 38531.13
BFV425 | 77 | ML323V A24 | ML323V | 24 | BUTTERFLY VALVE,LUG,GEAR OPERATOR,CI BODY,ALMN/BRNZ DISC,150 WOG,VITON LINER | 63020.28 | 610 | 1 | 697988326781 | 69798832678 | 63020.28
BFV425 | 70 | ML323VS A J | ML323VS | 2 | BUTTERFLY VALVE,LUG,GEAR OPERATOR,CI BODY,ALMN/BRNZ DISC,200 WOG,VITON LINER,316 STEM | 3200.596 | 0 | 1 | 697988772342 | 69798877234 | 4480.834
BFV425 | 77 | ML323VS A16 | ML323VS | 16 | BUTTERFLY VALVE,LUG,GEAR OPERATOR,CI BODY,ALMN/BRNZ DISC,150 WOG,VITON LINER,316 STEM | 28495.14 | 252 | 1 | 697988506343 | 69798850634 | 28495.14
BFV425 | 70 | ML324B D J | ML324B | 2 | BUTTERFLY VALVE,LUG,GEAR OPERATOR,CI BODY,316 SS DISC,200 WOG,BUNA LINER,DOUBLE DEAD END | 2363.63 | 12 | 1 | 697988623835 | 69798862383 | 2363.63
BFV425 | 70 | ML324B D K | ML324B | 2 1/2 | BUTTERFLY VALVE,LUG,GEAR OPERATOR,CI BODY,316 SS DISC,200 WOG,BUNA LINER,DOUBLE DEAD END | 2363.63 | 14.5 | 1 | 697988623842 | 69798862384 | 2363.63
BFV425 | 70 | ML324B D L | ML324B | 3 | BUTTERFLY VALVE,LUG,GEAR OPERATOR,CI BODY,316 SS DISC,200 WOG,BUNA LINER,DOUBLE DEAD END | 2642.65 | 15.81 | 1 | 697988623859 | 69798862385 | 2642.65
BFV425 | 70 | ML324B D N | ML324B | 4 | BUTTERFLY VALVE,LUG,GEAR OPERATOR,CI BODY,316 SS DISC,200 WOG,BUNA LINER,DOUBLE DEAD END | 3102.3 | 26.04 | 1 | 697988623866 | 69798862386 | 3102.3
BFV425 | 70 | ML324B D R | ML324B | 5 | BUTTERFLY VALVE,LUG,GEAR OPERATOR,CI BODY,316 SS DISC,200 WOG,BUNA LINER,DOUBLE DEAD END | 3873.8 | 24.8 | 1 | 697988623873 | 69798862387 | 3873.8
BFV425 | 70 | ML324B D S | ML324B | 6 | BUTTERFLY VALVE,LUG,GEAR OPERATOR,CI BODY,316 SS DISC,200 WOG,BUNA LINER,DOUBLE DEAD END | 4160.98 | 34.58 | 1 | 697988623880 | 69798862388 | 4160.98
BFV425 | 70 | ML324B D U | ML324B | 8 | BUTTERFLY VALVE,LUG,GEAR OPERATOR,CI BODY,316 SS DISC,200 WOG,BUNA LINER,DOUBLE DEAD END | 6138.93 | 57.64 | 1 | 697988623897 | 69798862389 | 6138.93
BFV425 | 70 | ML324B D W | ML324B | 10 | BUTTERFLY VALVE,LUG,GEAR OPERATOR,CI BODY,316 SS DISC,200 WOG,BUNA LINER,DOUBLE DEAD END | 9159.04 | 83.82 | 1 | 697988623903 | 69798862390 | 9159.04
BFV425 | 70 | ML324B DWJ | ML324B | 12 | BUTTERFLY VALVE,LUG,GEAR OPERATOR,CI BODY,316 SS DISC,200 WOG,BUNA LINER,DOUBLE DEAD END | 11941.17 | 109.74 | 1 | 697988623910 | 69798862391 | 11941.17
BFV425 | 77 | ML324B A14 | ML324B | 14 | BUTTERFLY VALVE,LUG,GEAR OPERATOR,CI BODY,316 SS DISC,150 WOG,BUNA LINER | 12474.64 | 190 | 1 | 697988140073 | 69798814007 | 12474.64
BFV425 | 77 | ML324B A16 | ML324B | 16 | BUTTERFLY VALVE,LUG,GEAR OPERATOR,CI BODY,316 SS DISC,150 WOG,BUNA LINER | 17932.26 | 245 | 1 | 697988140080 | 69798814008 | 17932.26
BFV425 | 77 | ML324B A18 | ML324B | 18 | BUTTERFLY VALVE,LUG,GEAR OPERATOR,CI BODY,316 SS DISC,150 WOG,BUNA LINER | 23156.03 | 325 | 1 | 697988140097 | 69798814009 | 23156.03
BFV425 | 77 | ML324B A20 | ML324B | 20 | BUTTERFLY VALVE,LUG,GEAR OPERATOR,CI BODY,316 SS DISC,150 WOG,BUNA LINER | 33135.77 | 422 | 1 | 697988140103 | 69798814010 | 33135.77
BFV425 | 77 | ML324B A24 | ML324B | 24 | BUTTERFLY VALVE,LUG,GEAR OPERATOR,CI BODY,316 SS DISC,150 WOG,BUNA LINER | 51068.05 | 650 | 1 | 697988140110 | 69798814011 | 51068.05
BFV425 | 77 | ML324B -30 | ML324B | 30 | BUTTERFLY VALVE,LUG,GEAR OPERATOR,CI BODY,316 SS DISC,150 WOG,BUNA LINER | 90877.81 | 1680 | 1 | 697988139954 | 69798813995 | 90877.81
BFV425 | 77 | ML324B -36 | ML324B | 36 | BUTTERFLY VALVE,LUG,GEAR OPERATOR,CI BODY,316 SS DISC,150 WOG,BUNA LINER | 137719.98 | 1495 | 1 | 697988139961 | 69798813996 | 137719.98
BFV425 | 77 | ML324B -42 | ML324B | 42 | BUTTERFLY VALVE,LUG,GEAR OPERATOR,CI BODY,316 SS DISC,150 WOG,BUNA LINER | 176110.77 | 1995 | 1 | 697988139978 | 69798813997 | 176110.77
BFV425 | 70 | ML324B-A A S | ML324BA | 6 | BUTTERFLY VALVE,LUG,GEAR OPERATOR,CI BODY,316 SS DISC,200 WOG,BUNA LINER,EPOXY COATED BODY | 5702.69 | 0 | 1 | 697988771789 | 69798877178 | 5702.69
BFV425 | 77 | ML324B-A A20 | ML324BA | 20 | BUTTERFLY VALVE,LUG,GEAR OPERATOR,CI BODY,316 SS DISC,150 WOG,BUNA LINER,EPOXY COATED BODY | 34997.5 | 416 | 1 | 697988579194 | 69798857919 | 34997.5
BFV425 | 70 | ML324B-DA DWJ | ML324B | 12 | BUTTERFLY VALVE,LUG,GEAR OPERATOR,CI BODY,316 SS DISC,200 WOG,BUNA LINER,DOUBLE DEAD END,DRY ASSMBLD | 13647.05 | 0 | 1 | 697988770621 | 69798877062 | 13647.05
BFV425 | 77 | ML324B-DA A14 | ML324BDA | 14 | BUTTERFLY VALVE,LUG,GEAR OPERATOR,CI BODY,316 SS DISC,150 WOG,BUNA LINER,ASSEMBLED DRY | 12474.64 | 190 | 1 | 697988536838 | 69798853683 | 12474.64
BFV425 | 77 | ML324B-DA A16 | ML324BDA | 16 | BUTTERFLY VALVE,LUG,GEAR OPERATOR,CI BODY,316 SS DISC,150 WOG,BUNA LINER,ASSEMBLED DRY | 17932.32 | 252 | 1 | 697988536845 | 69798853684 | 17932.32
BFV425 | 77 | ML324B-DA A18 | ML324BDA | 18 | BUTTERFLY VALVE,LUG,GEAR OPERATOR,CI BODY,316 SS DISC,150 WOG,BUNA LINER,ASSEMBLED DRY | 23156.06 | 325 | 1 | 697988536852 | 69798853685 | 23156.06
BFV425 | 77 | ML324B-DA A24 | ML324BDA | 24 | BUTTERFLY VALVE,LUG,GEAR OPERATOR,CI BODY,316 SS DISC,150 WOG,BUNA LINER,ASSEMBLED DRY | 51068.08 | 650 | 1 | 697988536876 | 69798853687 | 51068.08
BFV425 | 70 | ML324E D J | ML324E | 2 | BUTTERFLY VALVE,LUG,GEAR OPERATOR,CI BODY,316 SS DISC,200 WOG,EPDM LINER,DOUBLE DEAD END | 2363.63 | 14.36 | 1 | 697988623927 | 69798862392 | 2363.63
BFV425 | 70 | ML324E D K | ML324E | 2 1/2 | BUTTERFLY VALVE,LUG,GEAR OPERATOR,CI BODY,316 SS DISC,200 WOG,EPDM LINER,DOUBLE DEAD END | 2363.63 | 18.64 | 1 | 697988623934 | 69798862393 | 2363.63
BFV425 | 70 | ML324E D L | ML324E | 3 | BUTTERFLY VALVE,LUG,GEAR OPERATOR,CI BODY,316 SS DISC,200 WOG,EPDM LINER,DOUBLE DEAD END | 2642.65 | 20.02 | 1 | 697988623941 | 69798862394 | 2642.65
BFV425 | 70 | ML324E D N | ML324E | 4 | BUTTERFLY VALVE,LUG,GEAR OPERATOR,CI BODY,316 SS DISC,200 WOG,EPDM LINER,DOUBLE DEAD END | 3102.3 | 26.56 | 1 | 697988623958 | 69798862395 | 3102.3
BFV425 | 70 | ML324E D R | ML324E | 5 | BUTTERFLY VALVE,LUG,GEAR OPERATOR,CI BODY,316 SS DISC,200 WOG,EPDM LINER,DOUBLE DEAD END | 3873.8 | 24.83 | 1 | 697988623965 | 69798862396 | 3873.8
BFV425 | 70 | ML324E D S | ML324E | 6 | BUTTERFLY VALVE,LUG,GEAR OPERATOR,CI BODY,316 SS DISC,200 WOG,EPDM LINER,DOUBLE DEAD END | 4160.98 | 33.88 | 1 | 697988623972 | 69798862397 | 4160.98
BFV425 | 70 | ML324E D U | ML324E | 8 | BUTTERFLY VALVE,LUG,GEAR OPERATOR,CI BODY,316 SS DISC,200 WOG,EPDM LINER,DOUBLE DEAD END | 6138.93 | 58.96 | 1 | 697988623989 | 69798862398 | 6138.93
BFV425 | 70 | ML324E D W | ML324E | 10 | BUTTERFLY VALVE,LUG,GEAR OPERATOR,CI BODY,316 SS DISC,200 WOG,EPDM LINER,DOUBLE DEAD END | 9159.04 | 83 | 1 | 697988623996 | 69798862399 | 9159.04
BFV425 | 70 | ML324E DWJ | ML324E | 12 | BUTTERFLY VALVE,LUG,GEAR OPERATOR,CI BODY,316 SS DISC,200 WOG,EPDM LINER,DOUBLE DEAD END | 11941.17 | 112.64 | 1 | 697988624009 | 69798862400 | 11941.17
BFV425 | 77 | ML324E A14 | ML324E | 14 | BUTTERFLY VALVE,LUG,GEAR OPERATOR,CI BODY,316 SS DISC,150 WOG,EPDM LINER | 12474.64 | 174 | 1 | 697988140271 | 69798814027 | 12474.64
BFV425 | 77 | ML324E A16 | ML324E | 16 | BUTTERFLY VALVE,LUG,GEAR OPERATOR,CI BODY,316 SS DISC,150 WOG,EPDM LINER | 17932.26 | 246 | 1 | 697988140288 | 69798814028 | 17932.26
BFV425 | 77 | ML324E A18 | ML324E | 18 | BUTTERFLY VALVE,LUG,GEAR OPERATOR,CI BODY,316 SS DISC,150 WOG,EPDM LINER | 23156.03 | 333 | 1 | 697988140295 | 69798814029 | 23156.03
BFV425 | 77 | ML324E A20 | ML324E | 20 | BUTTERFLY VALVE,LUG,GEAR OPERATOR,CI BODY,316 SS DISC,150 WOG,EPDM LINER | 33135.77 | 416 | 1 | 697988140301 | 69798814030 | 33135.77
BFV425 | 77 | ML324E A24 | ML324E | 24 | BUTTERFLY VALVE,LUG,GEAR OPERATOR,CI BODY,316 SS DISC,150 WOG,EPDM LINER | 51068.05 | 622 | 1 | 697988140318 | 69798814031 | 51068.05
BFV425 | 77 | ML324E -30 | ML324E | 30 | BUTTERFLY VALVE,LUG,GEAR OPERATOR,CI BODY,316 SS DISC,150 WOG,EPDM LINER | 90877.81 | 1680 | 1 | 697988140141 | 69798814014 | 90877.81
BFV425 | 77 | ML324E -36 | ML324E | 36 | BUTTERFLY VALVE,LUG,GEAR OPERATOR,CI BODY,316 SS DISC,150 WOG,EPDM LINER | 137719.98 | 2100 | 1 | 697988140158 | 69798814015 | 137719.98
BFV425 | 70 | ML324E-A A J | ML324EA | 2 | BUTTERFLY VALVE,LUG,GEAR OPERATOR,CI BODY,316 SS DISC,200 WOG,EPDM LINER,EPOXY COATED BODY | 2831.41 | 12 | 1 | 697988594326 | 69798859432 | 2831.41
BFV425 | 70 | ML324E-A A L | ML324EA | 3 | BUTTERFLY VALVE,LUG,GEAR OPERATOR,CI BODY,316 SS DISC,200 WOG,EPDM LINER,EPOXY COATED BODY | 3225.36 | 15 | 1 | 697988594333 | 69798859433 | 3225.36
BFV425 | 70 | ML324E-A A N | ML324EA | 4 | BUTTERFLY VALVE,LUG,GEAR OPERATOR,CI BODY,316 SS DISC,200 WOG,EPDM LINER,EPOXY COATED BODY | 3725.92 | 15 | 1 | 697988701335 | 69798870133 | 3725.92
BFV425 | 70 | ML324E-A A S | ML324EA | 6 | BUTTERFLY VALVE,LUG,GEAR OPERATOR,CI BODY,316 SS DISC,200 WOG,EPDM LINER,EPOXY COATED BODY | 4989.85 | 33.08 | 1 | 697988644915 | 69798864491 | 4989.85
BFV425 | 70 | ML324E-A A U | ML324EA | 8 | BUTTERFLY VALVE,LUG,GEAR OPERATOR,CI BODY,316 SS DISC,200 WOG,EPDM LINER,EPOXY COATED BODY | 7057.98 | 56.264 | 1 | 697988140325 | 69798814032 | 7057.98
BFV425 | 70 | ML324E-A A W | ML324EA | 10 | BUTTERFLY VALVE,LUG,GEAR OPERATOR,CI BODY,316 SS DISC,200 WOG,EPDM LINER,EPOXY COATED BODY | 10275.15 | 81.712 | 1 | 697988140332 | 69798814033 | 10275.15
BFV425 | 70 | ML324E-A AWJ | ML324EA | 12 | BUTTERFLY VALVE,LUG,GEAR OPERATOR,CI BODY,316 SS DISC,200 WOG,EPDM LINER,EPOXY COATED BODY | 13475.82 | 111.3 | 1 | 697988140349 | 69798814034 | 13475.82
BFV425 | 77 | ML324E-A A14 | ML324EA | 14 | BUTTERFLY VALVE,LUG,GEAR OPERATOR,CI BODY,316 SS DISC,150 WOG,EPDM LINER,EPOXY COATED BODY | 14336.37 | 167 | 1 | 697988550599 | 69798855059 | 14336.37
BFV425 | 77 | ML324E-A A16 | ML324EA | 16 | BUTTERFLY VALVE,LUG,GEAR OPERATOR,CI BODY,316 SS DISC,150 WOG,EPDM LINER,EPOXY COATED BODY | 19794.06 | 246 | 1 | 697988694194 | 69798869419 | 19794.06
BFV425 | 77 | ML324E-A A18 | ML324EA | 18 | BUTTERFLY VALVE,LUG,GEAR OPERATOR,CI BODY,316 SS DISC,150 WOG,EPDM LINER,EPOXY COATED BODY | 25017.76 | 325 | 1 | 697988140356 | 69798814035 | 25017.76
BFV425 | 77 | ML324E-A A20 | ML324EA | 20 | BUTTERFLY VALVE,LUG,GEAR OPERATOR,CI BODY,316 SS DISC,150 WOG,EPDM LINER,EPOXY COATED BODY | 34997.5 | 416 | 1 | 697988140363 | 69798814036 | 34997.5
BFV425 | 70 | ML324H A S | ML324H | 6 | BUTTERFLY VALVE,LUG,GEAR OPERATOR,CI BODY,316 SS DISC,200 WOG,HYPALON LINER | 4653.33 | 32.75 | 1 | 697988140387 | 69798814038 | 4653.33
BFV425 | 70 | ML324H-A AWJ | ML324HA | 12 | BUTTERFLY VALVE,LUG,GEAR OPERATOR,CI BODY,316 SS DISC,200 WOG,HYPALON LINER,EPOXY COATED BODY | 15248.53 | 113 | 1 | 697988540071 | 69798854007 | 15248.53
BFV425 | 70 | ML324NB A L | ML324NB | 3 | BUTTERFLY VALVE,LUG,GEAR OPERATOR,CI BODY,316 SS DISC,200 WOG,BLACK NEOPRENE LINER | 3012.01 | 15 | 1 | 697988140448 | 69798814044 | 3012.01
BFV425 | 70 | ML324T A J | ML324T | 2 | BUTTERFLY VALVE,LUG,GEAR OPERATOR,CI BODY,316 SS DISC,200 WOG,TEFLON LINER | 5080.21 | 13.49 | 1 | 697988140608 | 69798814060 | 5080.21
BFV425 | 70 | ML324T A K | ML324T | 2 1/2 | BUTTERFLY VALVE,LUG,GEAR OPERATOR,CI BODY,316 SS DISC,200 WOG,TEFLON LINER | 5474.16 | 14.5 | 1 | 697988140615 | 69798814061 | 5474.16
BFV425 | 70 | ML324T A L | ML324T | 3 | BUTTERFLY VALVE,LUG,GEAR OPERATOR,CI BODY,316 SS DISC,200 WOG,TEFLON LINER | 5851.6 | 16.9 | 1 | 697988140622 | 69798814062 | 5851.6
BFV425 | 70 | ML324T A N | ML324T | 4 | BUTTERFLY VALVE,LUG,GEAR OPERATOR,CI BODY,316 SS DISC,200 WOG,TEFLON LINER | 6811.85 | 22 | 1 | 697988140639 | 69798814063 | 6811.85
BFV425 | 70 | ML324T A S | ML324T | 6 | BUTTERFLY VALVE,LUG,GEAR OPERATOR,CI BODY,316 SS DISC,200 WOG,TEFLON LINER | 9093.37 | 29.64 | 1 | 697988140646 | 69798814064 | 9093.37
BFV425 | 70 | ML324T A U | ML324T | 8 | BUTTERFLY VALVE,LUG,GEAR OPERATOR,CI BODY,316 SS DISC,200 WOG,TEFLON LINER | 13402.11 | 57.964 | 1 | 697988140653 | 69798814065 | 13402.11
BFV425 | 70 | ML324T A W | ML324T | 10 | BUTTERFLY VALVE,LUG,GEAR OPERATOR,CI BODY,316 SS DISC,200 WOG,TEFLON LINER | 17612.22 | 85.48 | 1 | 697988140660 | 69798814066 | 17612.22
BFV425 | 70 | ML324T AWJ | ML324T | 12 | BUTTERFLY VALVE,LUG,GEAR OPERATOR,CI BODY,316 SS DISC,200 WOG,TEFLON LINER | 23061.71 | 114 | 1 | 697988140677 | 69798814067 | 23061.71
BFV425 | 70 | ML324T-A A L | ML324T | 3 | BUTTERFLY VALVE,LUG,GEAR OPERATOR,CI BODY,316 SS DISC,200 WOG TEFLON LINER,EPOXY COATED | 6435.92 | 0 | 1 | 697988758537 | 69798875853 | 6435.92
BFV425 | 70 | ML324V A L | ML324V | 3 | BUTTERFLY VALVE,LUG,GEAR OPERATOR,CI BODY,316 SS DISC,200 WOG,VITON LINER | 3635.59 | 15.81 | 1 | 697988397330 | 69798839733 | 3635.59
BFV425 | 70 | ML324V A N | ML324V | 4 | BUTTERFLY VALVE,LUG,GEAR OPERATOR,CI BODY,316 SS DISC,200 WOG,VITON LINER | 4300.55 | 22 | 1 | 697988140691 | 69798814069 | 4300.55
BFV425 | 70 | ML324V A R | ML324V | 5 | BUTTERFLY VALVE,LUG,GEAR OPERATOR,CI BODY,316 SS DISC,200 WOG,VITON LINER | 5621.92 | 25 | 1 | 697988397354 | 69798839735 | 5621.92
BFV425 | 70 | ML324V A S | ML324V | 6 | BUTTERFLY VALVE,LUG,GEAR OPERATOR,CI BODY,316 SS DISC,200 WOG,VITON LINER | 5950.07 | 30 | 1 | 697988140707 | 69798814070 | 5950.07
BFV425 | 70 | ML324V A U | ML324V | 8 | BUTTERFLY VALVE,LUG,GEAR OPERATOR,CI BODY,316 SS DISC,200 WOG,VITON LINER | 9265.83 | 60.42 | 1 | 697988140714 | 69798814071 | 9265.83
BFV425 | 70 | ML324V A W | ML324V | 10 | BUTTERFLY VALVE,LUG,GEAR OPERATOR,CI BODY,316 SS DISC,200 WOG,VITON LINER | 12802.98 | 84 | 1 | 697988140721 | 69798814072 | 12802.98
BFV425 | 70 | ML324V AWJ | ML324V | 12 | BUTTERFLY VALVE,LUG,GEAR OPERATOR,CI BODY,316 SS DISC,200 WOG,VITON LINER | 16471.46 | 104.75 | 1 | 697988140738 | 69798814073 | 16471.46
BFV425 | 77 | ML324V A14 | ML324V | 14 | BUTTERFLY VALVE,LUG,GEAR OPERATOR,CI BODY,316 SS DISC,150 WOG,VITON LINER | 19491.69 | 190 | 1 | 697988140745 | 69798814074 | 19491.69
BFV425 | 77 | ML324V A16 | ML324V | 16 | BUTTERFLY VALVE,LUG,GEAR OPERATOR,CI BODY,316 SS DISC,150 WOG,VITON LINER | 28060.13 | 252 | 1 | 697988140752 | 69798814075 | 28060.13
BFV425 | 77 | ML324V A18 | ML324V | 18 | BUTTERFLY VALVE,LUG,GEAR OPERATOR,CI BODY,316 SS DISC,150 WOG,VITON LINER | 34866.49 | 341 | 1 | 697988140769 | 69798814076 | 34866.49
BFV425 | 77 | ML324V A20 | ML324V | 20 | BUTTERFLY VALVE,LUG,GEAR OPERATOR,CI BODY,316 SS DISC,150 WOG,VITON LINER | 46873.53 | 416 | 1 | 697988140776 | 69798814077 | 46873.53
BFV425 | 77 | ML324V A24 | ML324V | 24 | BUTTERFLY VALVE,LUG,GEAR OPERATOR,CI BODY,316 SS DISC,150 WOG,VITON LINER | 69647.47 | 650 | 1 | 697988365384 | 69798836538 | 69647.47
BFV425 | 77 | ML324V -36 | ML324V | 36 | BUTTERFLY VALVE,LUG,GEAR OPERATOR,CI BODY,316 SS DISC,150 WOG,VITON LINER | 179720.47 | 2100 | 1 | 697988546110 | 69798854611 | 179720.47
BFV425 | 77 | ML324V -42 | ML324V | 42 | BUTTERFLY VALVE,LUG,GEAR OPERATOR,CI BODY,316 SS DISC,150 WOG,VITON LINER | 242818.9 | 1995 | 1 | 697988546127 | 69798854612 | 242818.9
BFV425 | 77 | ML324V -48 | ML324V | 48 | BUTTERFLY VALVE,LUG,GEAR OPERATOR,CI BODY,316 SS DISC,150 WOG,VITON LINER | 306743.8 | 2870 | 1 | 697988597846 | 69798859784 | 306743.8
BFV425 | 70 | ML324V-A A N | ML324VA | 4 | BUTTERFLY VALVE,LUG,GEAR OPERATOR,CI BODY,316 SS DISC,200 WOG,VITON LINER,EPOXY COATED BODY | 4924.17 | 22 | 1 | 697988347984 | 69798834798 | 4924.17
BFV425 | 70 | ML324V-A A R | ML324VA | 5 | BUTTERFLY VALVE,LUG,GEAR OPERATOR,CI BODY,316 SS DISC,200 WOG,VITON LINER,EPOXY COATED BODY | 6393.38 | 25 | 1 | 697988347991 | 69798834799 | 6393.38
BFV425 | 70 | ML324V-A A S | ML324VA | 6 | BUTTERFLY VALVE,LUG,GEAR OPERATOR,CI BODY,316 SS DISC,200 WOG,VITON LINER,EPOXY COATED BODY | 6778.96 | 30 | 1 | 697988348004 | 69798834800 | 6778.96
BFV425 | 70 | ML324V-A A U | ML324VA | 8 | BUTTERFLY VALVE,LUG,GEAR OPERATOR,CI BODY,316 SS DISC,200 WOG,VITON LINER,EPOXY COATED BODY | 10184.93 | 46 | 1 | 697988348011 | 69798834801 | 10184.93
BFV425 | 70 | ML324V-A A W | ML324VA | 10 | BUTTERFLY VALVE,LUG,GEAR OPERATOR,CI BODY,316 SS DISC,200 WOG,VITON LINER,EPOXY COATED BODY | 13919.08 | 76.1 | 1 | 697988348028 | 69798834802 | 13919.08
BFV425 | 70 | ML324V-A AWJ | ML324VA | 12 | BUTTERFLY VALVE,LUG,GEAR OPERATOR,CI BODY,316 SS DISC,200 WOG,VITON LINER,EPOXY COATED BODY | 18006.13 | 104.75 | 1 | 697988348035 | 69798834803 | 18006.13
BFV425 | 77 | ML324V-A A24 | ML324VA | 24 | BUTTERFLY VALVE,LUG,GEAR OPERATOR,CI BODY,316 SS DISC,150 WOG,VITON LINER,EPOXY COATED BODY | 71509.22 | 650 | 1 | 697988549517 | 69798854951 | 71509.22
BFV425 | 70 | ML327B A S | ML327B | 6 | BUTTERFLY VALVE,LUG,GEAR OPERATOR,CI BODY,NYLON COATED DI DISC,200 WOG,BUNA LINER | 3504.45 | 23.2 | 1 | 697988140851 | 69798814085 | 3504.45
BFV425 | 70 | ML327B A U | ML327B | 8 | BUTTERFLY VALVE,LUG,GEAR OPERATOR,CI BODY,NYLON COATED DI DISC,200 WOG,BUNA LINER | 4587.71 | 58.32 | 1 | 697988682856 | 69798868285 | 4587.71
BFV425 | 70 | ML327B A W | ML327B | 10 | BUTTERFLY VALVE,LUG,GEAR OPERATOR,CI BODY,NYLON COATED DI DISC,200 WOG,BUNA LINER | 5868.1 | 76 | 1 | 697988140868 | 69798814086 | 5868.1
BFV425 | 70 | ML327E A L | ML327E | 3 | BUTTERFLY VALVE,LUG,GEAR OPERATOR,CI BODY,NYLON COATED DI DISC,200 WOG,EPDM LINER | 2232.23 | 11.404 | 1 | 697988559011 | 69798855901 | 2232.23
BFV425 | 70 | ML327E A N | ML327E | 4 | BUTTERFLY VALVE,LUG,GEAR OPERATOR,CI BODY,NYLON COATED DI DISC,200 WOG,EPDM LINER | 2560.64 | 22 | 1 | 697988559042 | 69798855904 | 2560.64
BFV425 | 70 | ML327E A S | ML327E | 6 | BUTTERFLY VALVE,LUG,GEAR OPERATOR,CI BODY,NYLON COATED DI DISC,200 WOG,EPDM LINER | 3504.45 | 23.2 | 1 | 697988568891 | 69798856889 | 3504.45
BFV425 | 70 | ML327E A U | ML327E | 8 | BUTTERFLY VALVE,LUG,GEAR OPERATOR,CI BODY,NYLON COATED DI DISC,200 WOG,EPDM LINER | 4587.71 | 46.6 | 1 | 697988373389 | 69798837338 | 4587.71
BFV425 | 70 | ML327E A W | ML327E | 10 | BUTTERFLY VALVE,LUG,GEAR OPERATOR,CI BODY,NYLON COATED DI DISC,200 WOG,EPDM LINER | 5868.1 | 83.2 | 1 | 697988568907 | 69798856890 | 5868.1
BFV425 | 70 | ML327E AWJ | ML327E | 12 | BUTTERFLY VALVE,LUG,GEAR OPERATOR,CI BODY,NYLON COATED DI DISC,200 WOG,EPDM LINER | 7320.62 | 105.05 | 1 | 697988568914 | 69798856891 | 7320.62
BFV425 | 70 | ML327E-A A U | ML327EA | 8 | BUTTERFLY VALVE,LUG,GEAR OPERATOR,CI BODY,NYLON COATED DI DISC,200 WOG,EPDM LINER,EPOXY COATED BODY | 5506.83 | 46.6 | 1 | 697988728424 | 69798872842 | 5506.83
BFV425 | 70 | ML327E-A A W | ML327EA | 10 | BUTTERFLY VALVE,LUG,GEAR OPERATOR,CI BODY,NYLON COATED DI DISC,200 WOG,EPDM LINER,EPOXY COATED BODY | 6984.21 | 83.2 | 1 | 697988728417 | 69798872841 | 6984.21
BFV425 | 70 | ML327V A U | ML327V | 8 | BUTTERFLY VALVE,LUG,GEAR OPERATOR,CI BODY,NYLON COATED DI DISC,200 WOG,VITON LINER | 7714.61 | 46.6 | 1 | 697988669765 | 69798866976 | 7714.61
BFV425 | 70 | ML327V A W | ML327V | 10 | BUTTERFLY VALVE,LUG,GEAR OPERATOR,CI BODY,NYLON COATED DI DISC,200 WOG,VITON LINER | 9512.03 | 78 | 1 | 697988669772 | 69798866977 | 9512.03
BFV425 | 70 | ML328E A J | ML328E | 2 | BUTTERFLY VALVE,LUG,GEAR OPERATOR,CI BODY,EPOXY COATED DI DISC,200 WOG,EPDM LINER | 2076.38 | 12 | 1 | 697988347816 | 69798834781 | 2076.38
BFV425 | 70 | ML328E A K | ML328E | 2 1/2 | BUTTERFLY VALVE,LUG,GEAR OPERATOR,CI BODY,EPOXY COATED DI DISC,200 WOG,EPDM LINER | 2076.38 | 14.5 | 1 | 697988347823 | 69798834782 | 2076.38
BFV425 | 70 | ML328E A L | ML328E | 3 | BUTTERFLY VALVE,LUG,GEAR OPERATOR,CI BODY,EPOXY COATED DI DISC,200 WOG,EPDM LINER | 2191.27 | 15 | 1 | 697988347830 | 69798834783 | 2191.27
BFV425 | 70 | ML328E A N | ML328E | 4 | BUTTERFLY VALVE,LUG,GEAR OPERATOR,CI BODY,EPOXY COATED DI DISC,200 WOG,EPDM LINER | 2527.68 | 22 | 1 | 697988347847 | 69798834784 | 2527.68
BFV425 | 70 | ML328E A R | ML328E | 5 | BUTTERFLY VALVE,LUG,GEAR OPERATOR,CI BODY,EPOXY COATED DI DISC,200 WOG,EPDM LINER | 3094.04 | 25 | 1 | 697988347854 | 69798834785 | 3094.04
BFV425 | 70 | ML328E A S | ML328E | 6 | BUTTERFLY VALVE,LUG,GEAR OPERATOR,CI BODY,EPOXY COATED DI DISC,200 WOG,EPDM LINER | 3463.42 | 34.06 | 1 | 697988347861 | 69798834786 | 3463.42
BFV425 | 70 | ML328E A U | ML328E | 8 | BUTTERFLY VALVE,LUG,GEAR OPERATOR,CI BODY,EPOXY COATED DI DISC,200 WOG,EPDM LINER | 4522 | 46 | 1 | 697988347878 | 69798834787 | 4522
BFV425 | 70 | ML328E A W | ML328E | 10 | BUTTERFLY VALVE,LUG,GEAR OPERATOR,CI BODY,EPOXY COATED DI DISC,200 WOG,EPDM LINER | 5810.64 | 78 | 1 | 697988347885 | 69798834788 | 5810.64
BFV425 | 70 | ML328E AWJ | ML328E | 12 | BUTTERFLY VALVE,LUG,GEAR OPERATOR,CI BODY,EPOXY COATED DI DISC,200 WOG,EPDM LINER | 7238.6 | 113 | 1 | 697988347892 | 69798834789 | 7238.6
BFV425 | 71 | ML332B D L | ML332B | 3 | BUTTERFLY VALVE,LUG,GEAR OPERATOR,DI BODY,NICKEL PLTD DI DISC,200 WOG,BUNA LINER,DOUBLE DEAD END | 2207.49 | 15 | 1 | 697988731653 | 69798873165 | 2207.49
BFV425 | 71 | ML332B D S | ML332B | 6 | BUTTERFLY VALVE,LUG,GEAR OPERATOR,DI BODY,NICKEL PLTD DI DISC,200 WOG,BUNA LINER,DDE | 3446.9 | 78 | 1 | 697988716575 | 69798871657 | 3446.9
BFV425 | 71 | ML332B D U | ML332B | 8 | BUTTERFLY VALVE,LUG,GEAR OPERATOR,DI BODY,NICKEL PLTD DI DISC,200 WOG,BUNA LINER,DDE | 4456.51 | 78 | 1 | 697988716582 | 69798871658 | 4456.51
BFV425 | 71 | ML332B D W | ML332B | 10 | BUTTERFLY VALVE,LUG,GEAR OPERATOR,DI BODY,NICKEL PLTD DI DISC,200 WOG,BUNA LINER,DOUBLE DEAD END | 5695.71 | 78 | 1 | 697988636491 | 69798863649 | 5695.71
BFV425 | 71 | ML332B DWJ | ML332B | 12 | BUTTERFLY VALVE,LUG,GEAR OPERATOR,DI BODY,NICKEL PLTD DI DISC,200 WOG,BUNA LINER,DOUBLE DEAD END | 7066.19 | 111.02 | 1 | 697988646872 | 69798864687 | 7066.19
BFV425 | 72 | ML332B A14 | ML332B | 14 | BUTTERFLY VALVE,LUG,GEAR OPERATOR,DI BODY,NICKEL PLTD DI DISC,150 WOG,BUNA LINER | 8841.49 | 173 | 1 | 697988140967 | 69798814096 | 8841.49
BFV425 | 72 | ML332B A16 | ML332B | 16 | BUTTERFLY VALVE,LUG,GEAR OPERATOR,DI BODY,NICKEL PLTD DI DISC,150 WOG,BUNA LINER | 13145.17 | 252 | 1 | 697988620964 | 69798862096 | 13145.17
BFV425 | 72 | ML332B A18 | ML332B | 18 | BUTTERFLY VALVE,LUG,GEAR OPERATOR,DI BODY,NICKEL PLTD DI DISC,150 WOG,BUNA LINER | 16224.81 | 325 | 1 | 697988503373 | 69798850337 | 16224.81
BFV425 | 72 | ML332B A20 | ML332B | 20 | BUTTERFLY VALVE,LUG,GEAR OPERATOR,DI BODY,NICKEL PLTD DI DISC,150 WOG,BUNA LINER | 20364.88 | 416 | 1 | 697988375178 | 69798837517 | 20364.88
BFV425 | 72 | ML332B A24 | ML332B | 24 | BUTTERFLY VALVE,LUG,GEAR OPERATOR,DI BODY,NICKEL PLTD DI DISC,200 WOG,BUNA LINER | 35973.8 | 692 | 1 | 697988644953 | 69798864495 | 35973.8
BFV425 | 71 | ML332B-A A U | ML332BA | 8 | BUTTERFLY VALVE,LUG,GEAR OPERATOR,DI BODY,NICKEL PLTD DI DISC,200 WOG,BUNA LINER,EPOXY COATED BODY | 5375.58 | 46 | 1 | 697988140974 | 69798814097 | 5375.58
BFV425 | 71 | ML332B-A A W | ML332BA | 10 | BUTTERFLY VALVE,LUG,GEAR OPERATOR,DI BODY,NICKEL PLTD DI DISC,200 WOG,BUNA LINER,EPOXY COATED BODY | 6811.85 | 78 | 1 | 697988140981 | 69798814098 | 6811.85
BFV425 | 72 | ML332BS A14 | ML332BS | 14 | BUTTERFLY VALVE,LUG,GEAR OPERATOR,DI BODY,NICKEL PLTD DI DISC,150 WOG,BUNA LINER,316 SS STEM | 11213.23 | 173 | 1 | 697988348301 | 69798834830 | 11213.23
BFV425 | 71 | ML332E D K | ML332E | 2 1/2 | BUTTERFLY VALVE,LUG,GEAR OPERATOR,DI BODY,NICKEL PLTD DI IRON DISC,200 WOG,EPDM LINER,DBL DEAD END | 2076.36 | 14.5 | 1 | 697988716476 | 69798871647 | 2076.36
BFV425 | 71 | ML332E D L | ML332E | 3 | BUTTERFLY VALVE,LUG,GEAR OPERATOR,DI BODY,NICKEL PLTD DI DISC,200 WOG,EPDM LINER,DOUBLE DEAD END | 2207.49 | 16.15 | 1 | 697988669505 | 69798866950 | 2207.49
BFV425 | 71 | ML332E D N | ML332E | 4 | BUTTERFLY VALVE,LUG,GEAR OPERATOR,DI BODY,NICKEL PLTD DI IRON DISC,200 WOG,EPDM LINER,DBL DEAD END | 2535.92 | 22 | 1 | 697988716483 | 69798871648 | 2535.92
BFV425 | 71 | ML332E D S | ML332E | 6 | BUTTERFLY VALVE,LUG,GEAR OPERATOR,DI BODY,NICKEL PLTD DI DISC,200 WOG,EPDM LINER,DOUBLE DEAD END | 3446.9 | 33.72 | 1 | 697988657717 | 69798865771 | 3446.9
BFV425 | 71 | ML332E D U | ML332E | 8 | BUTTERFLY VALVE,LUG,GEAR OPERATOR,DI BODY,NICKEL PLTD DI DISC,200 WOG,EPDM LINER,DOUBLE DEAD END | 4456.51 | 59.6 | 1 | 697988633261 | 69798863326 | 4456.51
BFV425 | 71 | ML332E D W | ML332E | 10 | BUTTERFLY VALVE,LUG,GEAR OPERATOR,DI BODY,NICKEL PLTD DI DISC,200 WOG,EPDM LINER,DOUBLE DEAD END | 5695.71 | 81.1 | 1 | 697988633278 | 69798863327 | 5695.71
BFV425 | 71 | ML332E DWJ | ML332E | 12 | BUTTERFLY VALVE,LUG,GEAR OPERATOR,DI BODY,NICKEL PLTD DI DISC,200 WOG,EPDM LINER,DOUBLE DEAD END | 7066.19 | 111.12 | 1 | 697988633285 | 69798863328 | 7066.19
BFV425 | 72 | ML332E A14 | ML332E | 14 | BUTTERFLY VALVE,LUG,GEAR OPERATOR,DI BODY,NICKEL PLTD DI DISC,150 WOG,EPDM LINER | 8841.49 | 256 | 1 | 697988355606 | 69798835560 | 8841.49
BFV425 | 72 | ML332E A16 | ML332E | 16 | BUTTERFLY VALVE,LUG,GEAR OPERATOR,DI BODY,NICKEL PLTD DI DISC,150 WOG,EPDM LINER | 13145.17 | 252 | 1 | 697988141124 | 69798814112 | 13145.17
BFV425 | 72 | ML332E A18 | ML332E | 18 | BUTTERFLY VALVE,LUG,GEAR OPERATOR,DI BODY,NICKEL PLTD DI DISC,150 WOG,EPDM LINER | 16224.81 | 318 | 1 | 697988141131 | 69798814113 | 16224.81
BFV425 | 72 | ML332E A20 | ML332E | 20 | BUTTERFLY VALVE,LUG,GEAR OPERATOR,DI BODY,NICKEL PLTD DI DISC,150 WOG,EPDM LINER | 20364.88 | 420 | 1 | 697988343221 | 69798834322 | 20364.88
BFV425 | 72 | ML332E A24 | ML332E | 24 | BUTTERFLY VALVE,LUG,GEAR OPERATOR,DI BODY,NICKEL PLTD DI DISC,150 WOG,EPDM LINER | 35973.8 | 692 | 1 | 697988570375 | 69798857037 | 35973.8
BFV425 | 72 | ML332E -30 | ML332E | 30 | BUTTERFLY VALVE,LUG,GEAR OPERATOR,DI BODY,NICKEL PLTD DI IRON DISC,150 WOG,EPDM LINER | 77966.54 | 1175 | 1 | 697988716506 | 69798871650 | 77966.54
BFV425 | 72 | ML332E -36 | ML332E | 36 | BUTTERFLY VALVE,LUG,GEAR OPERATOR,DI BODY,NICKEL PLTD DI DISC,150 WOG,EPDM LINER | 93559.88 | 2200 | 1 | 697988512399 | 69798851239 | 93559.88
BFV425 | 72 | ML332E -42 | ML332E | 42 | BUTTERFLY VALVE,LUG,GEAR OPERATOR,DI BODY,NICKEL PLTD DI DISC,150 WOG,EPDM LINER | 108373.39 | 1995 | 1 | 697988512405 | 69798851240 | 108373.39
BFV425 | 71 | ML332E-A A S | ML332EA | 6 | BUTTERFLY VALVE,LUG,GEAR OPERATOR,DI BODY,NICKEL PLTD DI DISC,200 WOG,EPDM LINER,EPOXY COATED BODY | 4275.73 | 34.2 | 1 | 697988699069 | 69798869906 | 4275.73
BFV425 | 71 | ML332E-A A U | ML332EA | 8 | BUTTERFLY VALVE,LUG,GEAR OPERATOR,DI BODY,NICKEL PLTD DI DISC,200 WOG,EPDM LINER,EPOXY COATED BODY | 5375.58 | 57.8 | 1 | 697988703155 | 69798870315 | 5375.58
BFV425 | 71 | ML332E-A A W | ML332EA | 10 | BUTTERFLY VALVE,LUG,GEAR OPERATOR,DI BODY,NICKEL PLTD DI DISC,200 WOG,EPDM LINER,EPOXY COATED BODY | 6811.85 | 84.08 | 1 | 697988703162 | 69798870316 | 6811.85
BFV425 | 71 | ML332E-A AWJ | ML332EA | 12 | BUTTERFLY VALVE,LUG,GEAR OPERATOR,DI BODY,NICKEL PLTD DI DISC,200 WOG,EPDM LINER,EPOXY COATED BODY | 8600.81 | 0 | 1 | 697988761377 | 69798876137 | 8600.81
BFV425 | 72 | ML332E-A A18 | ML332EA | 18 | BUTTERFLY VALVE,LUG,GEAR OPERATOR,DI BODY,NICKEL PLTD DI DISC,150 WOG,EPDM LINER,EPOXY COATED BODY | 18086.51 | 318 | 1 | 697988703124 | 69798870312 | 18086.51
BFV425 | 72 | ML332E-A A24 | ML332EA | 24 | BUTTERFLY VALVE,LUG,GEAR OPERATOR,DI BODY,NICKEL PLTD DI DISC,150 WOG,EPDM LINER,EPOXY COATED BODY | 37835.54 | 692 | 1 | 697988703131 | 69798870313 | 37835.54
BFV425 | 72 | ML332E-A -36 | ML332EA | 36 | BUTTERFLY VALVE,LUG,GEAR OPERATOR,DI BODY,NICKEL PLTD DI DISC,150 WOG,EPDM LINER,EPOXY COATED BODY | 96207.66 | 2200 | 1 | 697988703070 | 69798870307 | 96207.66
BFV425 | 71 | ML332ES D N | ML332ES | 4 | BUTTERFLY VALVE,LUG,GEAR OPERATOR,DI BODY,NICKEL PLTD DI DISC,150 WOG,EPDM LINER,316 SS STEM | 2741.11 | 0 | 1 | 697988765450 | 69798876545 | 2741.11
BFV425 | 71 | ML332ES D S | ML332ES | 6 | BUTTERFLY VALVE,LUG,GEAR OPERATOR,DI BODY,NICKEL PLTD DI DISC,150 WOG,EPDM LINER,316 SS STEM | 3725.95 | 0 | 1 | 697988765443 | 69798876544 | 3725.95
BFV425 | 71 | ML332ES D U | ML332ES | 8 | BUTTERFLY VALVE,LUG,GEAR OPERATOR,DI BODY,NICKEL PLTD DI DISC,150 WOG,EPDM LINER,316 SS STEM | 4850.42 | 0 | 1 | 697988765436 | 69798876543 | 4850.42
BFV425 | 71 | ML332ES D W | ML332ES | 10 | BUTTERFLY VALVE,LUG,GEAR OPERATOR,DI BODY,NICKEL PLTD DI DISC,150 WOG,EPDM LINER,316 SS STEM | 6450.77 | 0 | 1 | 697988765429 | 69798876542 | 6450.77
BFV425 | 71 | ML332ES DWJ | ML332ES | 12 | BUTTERFLY VALVE,LUG,GEAR OPERATOR,DI BODY,NICKEL PLTD DI DISC,150 WOG,EPDM LINER,316 SS STEM | 8247.95 | 0 | 1 | 697988765412 | 69798876541 | 8247.95
BFV425 | 72 | ML332ES A14 | ML332ES | 14 | BUTTERFLY VALVE,LUG,GEAR OPERATOR,DI BODY,NICKEL PLTD DI DISC,150 WOG,EPDM LINER,316 SS STEM | 11213.23 | 161 | 1 | 697988379602 | 69798837960 | 11213.23
BFV425 | 72 | ML332ES A16 | ML332ES | 16 | BUTTERFLY VALVE,LUG,GEAR OPERATOR,DI BODY,NICKEL PLTD DI DISC,150 WOG,EPDM LINER,316 SS STEM | 15763.23 | 252 | 1 | 697988379640 | 69798837964 | 15763.23
BFV425 | 72 | ML332ES A18 | ML332ES | 18 | BUTTERFLY VALVE,LUG,GEAR OPERATOR,DI BODY,NICKEL PLTD DI DISC,150 WOG,EPDM LINER,316 SS STEM | 20279.06 | 318 | 1 | 697988379657 | 69798837965 | 20279.06
BFV425 | 72 | ML332ES A20 | ML332ES | 20 | BUTTERFLY VALVE,LUG,GEAR OPERATOR,DI BODY,NICKEL PLTD DI DISC,150 WOG,EPDM LINER,316 SS STEM | 24566.89 | 415 | 1 | 697988379664 | 69798837966 | 24566.89
BFV425 | 72 | ML332ES A24 | ML332ES | 24 | BUTTERFLY VALVE,LUG,GEAR OPERATOR,DI BODY,NICKEL PLTD DI DISC,150 WOG,EPDM LINER,316 SS STEM | 42588.6 | 650 | 1 | 697988379671 | 69798837967 | 42588.6
BFV425 | 71 | ML332V A N | ML332V | 4 | BUTTERFLY VALVE,LUG,GEAR OPERATOR,DI BODY,NICKEL PLTD DI DISC,200 WOG,VITON LINER | 3734.16 | 22.72 | 1 | 697988374744 | 69798837474 | 3734.16
BFV425 | 71 | ML332V A U | ML332V | 8 | BUTTERFLY VALVE,LUG,GEAR OPERATOR,DI BODY,NICKEL PLTD DI DISC,200 WOG,VITON LINER | 7583.41 | 46 | 1 | 697988141155 | 69798814115 | 7583.41
BFV425 | 71 | ML332V A W | ML332V | 10 | BUTTERFLY VALVE,LUG,GEAR OPERATOR,DI BODY,NICKEL PLTD DI DISC,200 WOG,VITON LINER | 9339.65 | 78 | 1 | 697988374751 | 69798837475 | 9339.65
BFV425 | 71 | ML332V AWJ | ML332V | 12 | BUTTERFLY VALVE,LUG,GEAR OPERATOR,DI BODY,NICKEL PLTD DI DISC,200 WOG,VITON LINER | 11596.56 | 113 | 1 | 697988713017 | 69798871301 | 11596.56
BFV425 | 72 | ML332V A14 | ML332V | 14 | BUTTERFLY VALVE,LUG,GEAR OPERATOR,DI BODY,NICKEL PLTD DI DISC,150 WOG,VITON LINER | 15858.43 | 190 | 1 | 697988713024 | 69798871302 | 15858.43
BFV425 | 71 | ML333B D K | ML333B | 2 1/2 | BUTTERFLY VALVE,LUG,GEAR OPERATOR,DI BODY,ALMN/BRNZ DISC,200 WOG,BUNA LINER,DOUBLE DEAD END | 2158.34 | 19.18 | 1 | 697988665965 | 69798866596 | 2158.34
BFV425 | 71 | ML333B D L | ML333B | 3 | BUTTERFLY VALVE,LUG,GEAR OPERATOR,DI BODY,ALMN/BRNZ DISC,200 WOG,BUNA LINER,DOUBLE DEAD END | 2273.24 | 8.98 | 1 | 697988666658 | 69798866665 | 2273.24
BFV425 | 71 | ML333B D N | ML333B | 4 | BUTTERFLY VALVE,LUG,GEAR OPERATOR,DI BODY,ALMN/BRNZ DISC,200 WOG,BUNA LINER,DOUBLE DEAD END | 2691.92 | 23.892 | 1 | 697988708150 | 69798870815 | 2691.92
BFV425 | 71 | ML333B D R | ML333B | 5 | BUTTERFLY VALVE,LUG,GEAR OPERATOR,DI BODY,ALMN/BRNZ DISC,200 WOG,BUNA LINER,DOUBLE DEAD END | 3397.65 | 29.34 | 1 | 697988708167 | 69798870816 | 3397.65
BFV425 | 71 | ML333B D S | ML333B | 6 | BUTTERFLY VALVE,LUG,GEAR OPERATOR,DI BODY,ALMN/BRNZ DISC,200 WOG,BUNA LINER,DOUBLE DEAD END | 3693.18 | 33.08 | 1 | 697988637337 | 69798863733 | 3693.18
BFV425 | 71 | ML333B D U | ML333B | 8 | BUTTERFLY VALVE,LUG,GEAR OPERATOR,DI BODY,ALMN/BRNZ DISC,200 WOG,BUNA LINER,DOUBLE DEAD END | 5047.4 | 57.6 | 1 | 697988665408 | 69798866540 | 5047.4
BFV425 | 71 | ML333B D W | ML333B | 10 | BUTTERFLY VALVE,LUG,GEAR OPERATOR,DI BODY,ALMN/BRNZ DISC,200 WOG,BUNA LINER,DOUBLE DEAD END | 6229.15 | 81.34 | 1 | 697988665415 | 69798866541 | 6229.15
BFV425 | 71 | ML333B DWJ | ML333B | 12 | BUTTERFLY VALVE,LUG,GEAR OPERATOR,DI BODY,ALMN/BRNZ DISC,200 WOG,BUNA LINER,DOUBLE DEAD END | 8551.62 | 106.176 | 1 | 697988665422 | 69798866542 | 8551.62
BFV425 | 72 | ML333B A14 | ML333B | 14 | BUTTERFLY VALVE,LUG,GEAR OPERATOR,DI BODY,ALMN/BRNZ DISC,150 WOG,BUNA LINER | 10821.64 | 190 | 1 | 697988327252 | 69798832725 | 10821.64
BFV425 | 72 | ML333B A16 | ML333B | 16 | BUTTERFLY VALVE,LUG,GEAR OPERATOR,DI BODY,ALMN/BRNZ DISC,150 WOG,BUNA LINER | 15819.48 | 252 | 1 | 697988327269 | 69798832726 | 15819.48
BFV425 | 72 | ML333B A18 | ML333B | 18 | BUTTERFLY VALVE,LUG,GEAR OPERATOR,DI BODY,ALMN/BRNZ DISC,150 WOG,BUNA LINER | 19764.52 | 329 | 1 | 697988327276 | 69798832727 | 19764.52
BFV425 | 72 | ML333B A20 | ML333B | 20 | BUTTERFLY VALVE,LUG,GEAR OPERATOR,DI BODY,ALMN/BRNZ DISC,150 WOG,BUNA LINER | 24910.29 | 416 | 1 | 697988327283 | 69798832728 | 24910.29
BFV425 | 72 | ML333B A24 | ML333B | 24 | BUTTERFLY VALVE,LUG,GEAR OPERATOR,DI BODY,ALMN/BRNZ DISC,150 WOG,BUNA LINER | 44940 | 682 | 1 | 697988327290 | 69798832729 | 44940
BFV425 | 72 | ML333B -30 | ML333B | 30 | BUTTERFLY VALVE,LUG,GEAR OPERATOR,DI BODY,ALMN/BRNZ DISC,150 WOG,BUNA LINER | 97458.11 | 975 | 1 | 697988327627 | 69798832762 | 97458.11
BFV425 | 72 | ML333B -36 | ML333B | 36 | BUTTERFLY VALVE,LUG,GEAR OPERATOR,DI BODY,ALMN/BRNZ DISC,150 WOG,BUNA LINER | 133821.73 | 1495 | 1 | 697988327238 | 69798832723 | 133821.73
BFV425 | 72 | ML333B -42 | ML333B | 42 | BUTTERFLY VALVE,LUG,GEAR OPERATOR,DI BODY,ALMN/BRNZ DISC,150 WOG,BUNA LINER | 174645.04 | 1995 | 1 | 697988327634 | 69798832763 | 174645.04
BFV425 | 72 | ML333B -48 | ML333B | 48 | BUTTERFLY VALVE,LUG,GEAR OPERATOR,DI BODY,ALMN/BRNZ DISC,150 WOG,BUNA LINER | 230780.87 | 2870 | 1 | 697988327641 | 69798832764 | 230780.87
BFV425 | 71 | ML333B-A A W | ML333BA | 10 | BUTTERFLY VALVE,LUG,GEAR OPERATOR,DI BODY,ALMN/BRNZ DISC,200 WOG,BUNA LINER,EPOXY COATED BODY | 7345.32 | 81.3 | 1 | 697988728745 | 69798872874 | 7345.32
BFV425 | 71 | ML333B-DA D N | ML333BDA | 4 | BUTTERFLY VALVE,LUG,GEAR OPERATOR,DI BODY,ALMN/BRNZ DISC,200 WOG,BUNA LINER,DOUBLE DEAD END,ASML DRY | 2691.92 | 0 | 1 | 697988747630 | 69798874763 | 2691.92
BFV425 | 71 | ML333BS D U | ML333BS | 8 | BUTTERFLY VALVE,LUG,GEAR OPERATOR,DI BODY,ALMN/BRNZ DISC,SS STEM,200 WOG,BUNA LINER,DOUBLE DEAD END | 5441.32 | 0 | 1 | 697988747555 | 69798874755 | 5441.32
BFV425 | 71 | ML333BS D W | ML333BS | 10 | BUTTERFLY VALVE,LUG,GEAR OPERATOR,DI BODY,ALMN/BRNZ DISC,SS STEM,200 WOG,BUNA LINER,DOUBLE DEAD END | 6984.23 | 0 | 1 | 697988747562 | 69798874756 | 6984.23
BFV425 | 72 | ML333BS A14 | ML333BS | 14 | BUTTERFLY VALVE,LUG,GEAR OPERATOR,DI BODY,ALMN/BRNZ DISC,150 WOG,BUNA LINER,316 SS STEM | 13193.42 | 190 | 1 | 697988503717 | 69798850371 | 13193.42
BFV425 | 72 | ML333BS A16 | ML333BS | 16 | BUTTERFLY VALVE,LUG,GEAR OPERATOR,DI BODY,ALMN/BRNZ DISC,150 WOG,BUNA LINER,316 SS STEM | 18437.51 | 240 | 1 | 697988397576 | 69798839757 | 18437.51
BFV425 | 72 | ML333BS A20 | ML333BS | 20 | BUTTERFLY VALVE,LUG,GEAR OPERATOR,DI BODY,ALMN/BRNZ DISC,150 WOG,BUNA LINER,316 SS STEM | 29112.27 | 416 | 1 | 697988641754 | 69798864175 | 29112.27
BFV425 | 71 | ML333E D J | ML333E | 2 | BUTTERFLY VALVE,LUG,GEAR,DI BODY,ALMN/BRNZ DISC,200 WOG,EPDM LINER,DDE,NSF/ANSI 372 & 61 | 2158.34 | 17.44 | 1 | 697988629035 | 69798862903 | 2158.34
BFV425 | 71 | ML333E D K | ML333E | 2 1/2 | BUTTERFLY VALVE,LUG,GEAR,DI BODY,ALMN/BRNZ DISC,200 WOG,EPDM LINER,DDE,NSF/ANSI 372 & 61 | 2158.34 | 19.25 | 1 | 697988629042 | 69798862904 | 2158.34
BFV425 | 71 | ML333E D L | ML333E | 3 | BUTTERFLY VALVE,LUG,GEAR,DI BODY,ALMN/BRNZ DISC,200 WOG,EPDM LINER,DDE,NSF/ANSI 372 & 61 | 2273.24 | 19.88 | 1 | 697988629059 | 69798862905 | 2273.24
BFV425 | 71 | ML333E D N | ML333E | 4 | BUTTERFLY VALVE,LUG,GEAR,DI BODY,ALMN/BRNZ DISC,200 WOG,EPDM LINER,DDE,NSF/ANSI 372 & 61 | 2691.92 | 23.892 | 1 | 697988629066 | 69798862906 | 2691.92
BFV425 | 71 | ML333E D R | ML333E | 5 | BUTTERFLY VALVE,LUG,GEAR,DI BODY,ALMN/BRNZ DISC,200 WOG,EPDM LINER,DDE,NSF/ANSI 372 & 61 | 3397.65 | 29.34 | 1 | 697988629073 | 69798862907 | 3397.65
BFV425 | 71 | ML333E D S | ML333E | 6 | BUTTERFLY VALVE,LUG,GEAR,DI BODY,ALMN/BRNZ DISC,200 WOG,EPDM LINER,DDE,NSF/ANSI 372 & 61 | 3693.18 | 32.866 | 1 | 697988628342 | 69798862834 | 3693.18
BFV425 | 71 | ML333E D U | ML333E | 8 | BUTTERFLY VALVE,LUG,GEAR,DI BODY,ALMN/BRNZ DISC,200 WOG,EPDM LINER,DDE,NSF/ANSI 372 & 61 | 5047.4 | 58.98 | 1 | 697988626287 | 69798862628 | 5047.4
BFV425 | 71 | ML333E D W | ML333E | 10 | BUTTERFLY VALVE,LUG,GEAR,DI BODY,ALMN/BRNZ DISC,200 WOG,EPDM LINER,DDE,NSF/ANSI 372 & 61 | 6229.15 | 84.36 | 1 | 697988629080 | 69798862908 | 6229.15
BFV425 | 71 | ML333E DWJ | ML333E | 12 | BUTTERFLY VALVE,LUG,GEAR,DI BODY,ALMN/BRNZ DISC,200 WOG,EPDM LINER,DDE,NSF/ANSI 372 & 61 | 8551.62 | 111.34 | 1 | 697988629097 | 69798862909 | 8551.62
BFV425 | 72 | ML333E A14 | ML333E | 14 | BUTTERFLY VALVE,LUG,GEAR,DI BODY,ALMN/BRNZ DISC,200 WOG,EPDM LINER,NSF/ANSI 372 & 61 | 10821.64 | 176 | 1 | 697988341647 | 69798834164 | 10821.64
BFV425 | 72 | ML333E A16 | ML333E | 16 | BUTTERFLY VALVE,LUG,GEAR,DI BODY,ALMN/BRNZ DISC,200 WOG,EPDM LINER,NSF/ANSI 372 & 61 | 15819.48 | 240 | 1 | 697988340176 | 69798834017 | 15819.48
BFV425 | 72 | ML333E A18 | ML333E | 18 | BUTTERFLY VALVE,LUG,GEAR,DI BODY,ALMN/BRNZ DISC,200 WOG,EPDM LINER,NSF/ANSI 372 & 61 | 19764.52 | 331 | 1 | 697988341654 | 69798834165 | 19764.52
BFV425 | 72 | ML333E A20 | ML333E | 20 | BUTTERFLY VALVE,LUG,GEAR,DI BODY,ALMN/BRNZ DISC,200 WOG,EPDM LINER,NSF/ANSI 372 & 61 | 24910.29 | 420 | 1 | 697988341661 | 69798834166 | 24910.29
BFV425 | 72 | ML333E A24 | ML333E | 24 | BUTTERFLY VALVE,LUG,GEAR,DI BODY,ALMN/BRNZ DISC,200 WOG,EPDM LINER,NSF/ANSI 372 & 61 | 44940 | 684 | 1 | 697988341678 | 69798834167 | 44940
BFV425 | 72 | ML333E -30 | ML333E | 30 | BUTTERFLY VALVE,LUG,GEAR OPERATOR,DI BODY,ALMN/BRNZ DISC,150 WOG,EPDM LINER | 97458.11 | 1200 | 1 | 697988396678 | 69798839667 | 97458.11
BFV425 | 72 | ML333E -36 | ML333E | 36 | BUTTERFLY VALVE,LUG,GEAR OPERATOR,DI BODY,ALMN/BRNZ DISC,150 WOG,EPDM LINER | 133821.73 | 1723 | 1 | 697988141285 | 69798814128 | 133821.73
BFV425 | 72 | ML333E -42 | ML333E | 42 | BUTTERFLY VALVE,LUG,GEAR OPERATOR,DI BODY,ALMN/BRNZ DISC,150 WOG,EPDM LINER | 174645.04 | 2900 | 1 | 697988705432 | 69798870543 | 174645.04
BFV425 | 72 | ML333E -48 | ML333E | 48 | BUTTERFLY VALVE,LUG,GEAR OPERATOR,DI BODY,ALMN/BRNZ DISC,150 WOG,EPDM LINER | 263749.57 | 3258.4 | 1 | 697988768031 | 69798876803 | 263749.57
BFV425 | 71 | ML333E-A A K | ML333EA | 2 1/2 | BUTTERFLY VALVE,LUG,GEAR OPERATOR,DI BODY,ALMN/BRNZ DISC,200 WOG,EPDM LINER,EPOXY COATED BODY | 2626.21 | 19.2 | 1 | 697988345522 | 69798834552 | 2626.21
BFV425 | 71 | ML333E-A A L | ML333EA | 3 | BUTTERFLY VALVE,LUG,GEAR OPERATOR,DI BODY,ALMN/BRNZ DISC,200 WOG,EPDM LINER,EPOXY COATED BODY | 2856 | 18.21 | 1 | 697988345539 | 69798834553 | 2856
BFV425 | 71 | ML333E-A A N | ML333EA | 4 | BUTTERFLY VALVE,LUG,GEAR OPERATOR,DI BODY,ALMN/BRNZ DISC,200 WOG,EPDM LINER,EPOXY COATED BODY | 3315.53 | 24.05 | 1 | 697988345546 | 69798834554 | 3315.53
BFV425 | 71 | ML333E-A A R | ML333EA | 5 | BUTTERFLY VALVE,LUG,GEAR OPERATOR,DI BODY,ALMN/BRNZ DISC,200 WOG,EPDM LINER,EPOXY COATED BODY | 4169.11 | 27.36 | 1 | 697988345553 | 69798834555 | 4169.11
BFV425 | 71 | ML333E-A A S | ML333EA | 6 | BUTTERFLY VALVE,LUG,GEAR OPERATOR,DI BODY,ALMN/BRNZ DISC,200 WOG,EPDM LINER,EPOXY COATED BODY | 4522 | 30 | 1 | 697988345560 | 69798834556 | 4522
BFV425 | 71 | ML333E-A A U | ML333EA | 8 | BUTTERFLY VALVE,LUG,GEAR OPERATOR,DI BODY,ALMN/BRNZ DISC,200 WOG,EPDM LINER,EPOXY COATED BODY | 5966.46 | 56.8 | 1 | 697988345577 | 69798834557 | 5966.46
BFV425 | 71 | ML333E-A A W | ML333EA | 10 | BUTTERFLY VALVE,LUG,GEAR OPERATOR,DI BODY,ALMN/BRNZ DISC,200 WOG,EPDM LINER,EPOXY COATED BODY | 7345.32 | 78.554 | 1 | 697988345584 | 69798834558 | 7345.32
BFV425 | 71 | ML333E-A AWJ | ML333EA | 12 | BUTTERFLY VALVE,LUG,GEAR OPERATOR,DI BODY,ALMN/BRNZ DISC,200 WOG,EPDM LINER,EPOXY COATED BODY | 10086.32 | 111 | 1 | 697988345591 | 69798834559 | 10086.32
BFV425 | 72 | ML333E-A A14 | ML333EA | 14 | BUTTERFLY VALVE,LUG,GEAR OPERATOR,DI BODY,ALMN/BRNZ DISC,150 WOG,EPDM LINER,EPOXY COATED BODY | 12683.36 | 176 | 1 | 697988375659 | 69798837565 | 12683.36
BFV425 | 72 | ML333E-A A16 | ML333EA | 16 | BUTTERFLY VALVE,LUG,GEAR OPERATOR,DI BODY,ALMN/BRNZ DISC,150 WOG,EPDM LINER,EPOXY COATED BODY | 17681.2 | 240 | 1 | 697988375666 | 69798837566 | 17681.2
BFV425 | 72 | ML333E-A A18 | ML333EA | 18 | BUTTERFLY VALVE,LUG,GEAR OPERATOR,DI BODY,ALMN/BRNZ DISC,150 WOG,EPDM LINER,EPOXY COATED BODY | 21626.28 | 325 | 1 | 697988395381 | 69798839538 | 21626.28
BFV425 | 72 | ML333E-A A20 | ML333EA | 20 | BUTTERFLY VALVE,LUG,GEAR OPERATOR,DI BODY,ALMN/BRNZ DISC,150 WOG,EPDM LINER,EPOXY COATED BODY | 26772.04 | 416 | 1 | 697988716032 | 69798871603 | 26772.04
BFV425 | 72 | ML333E-A A24 | ML333EA | 24 | BUTTERFLY VALVE,LUG,GEAR OPERATOR,DI BODY,ALMN/BRNZ DISC,150 WOG,EPDM LINER,EPOXY COATED BODY | 46801.67 | 684 | 1 | 697988635890 | 69798863589 | 46801.67
BFV425 | 71 | ML333ES D J | ML333ES | 2 | BUTTERFLY VALVE,LUG,GEAR OPERATOR,DI BODY,ALMN/BRNZ DISC,200 WOG,EPDM LNR,316 SS STM,DOUBLE DEAD END | 2314.3 | 12 | 1 | 697988714502 | 69798871450 | 2314.3
BFV425 | 71 | ML333ES D K | ML333ES | 2 1/2 | BUTTERFLY VALVE,LUG,GEAR OPERATOR,DI BODY,ALMN/BRNZ DISC,200 WOG,EPDM LNR,316 SS STM,DOUBLE DEAD END | 2314.3 | 14.5 | 1 | 697988714519 | 69798871451 | 2314.3
BFV425 | 71 | ML333ES D L | ML333E | 3 | BUTTERFLY VALVE,LUG,GEAR,DI BODY,ALMN/BRNZ DISC,200 WOG,316 SS DISC,EPDM LINER,DDE,NSF/ANSI 372 & 61 | 2445.67 | 20 | 1 | 697988726833 | 69798872683 | 2445.67
BFV425 | 71 | ML333ES D N | ML333ES | 4 | BUTTERFLY VALVE,LUG,GEAR OPERATOR,DI BODY,ALMN/BRNZ DISC,200 WOG,EPDM LNR,316 SS STM,DOUBLE DEAD END | 2897.11 | 26.12 | 1 | 697988657663 | 69798865766 | 2897.11
BFV425 | 71 | ML333ES D S | ML333ES | 6 | BUTTERFLY VALVE,LUG,GEAR OPERATOR,DI BODY,ALMN/BRNZ DISC,200 WOG,EPDM LNR,316 SS STM,DOUBLE DEAD END | 3972.28 | 33.94 | 1 | 697988657670 | 69798865767 | 3972.28
BFV425 | 71 | ML333ES D U | ML333ES | 8 | BUTTERFLY VALVE,LUG,GEAR OPERATOR,DI BODY,ALMN/BRNZ DISC,200 WOG,EPDM LNR,316 SS STM,DOUBLE DEAD END | 5441.29 | 58.42 | 1 | 697988657687 | 69798865768 | 5441.29
BFV425 | 71 | ML333ES D W | ML333ES | 10 | BUTTERFLY VALVE,LUG,GEAR OPERATOR,DI BODY,ALMN/BRNZ DISC,200 WOG,EPDM LNR,316 SS STM,DOUBLE DEAD END | 6984.23 | 83.62 | 1 | 697988657809 | 69798865780 | 6984.23
BFV425 | 71 | ML333ES DWJ | ML333ES | 12 | BUTTERFLY VALVE,LUG,GEAR OPERATOR,DI BODY,ALMN/BRNZ DISC,200 WOG,EPDM LNR,316 SS STM,DOUBLE DEAD END | 9733.47 | 106.176 | 1 | 697988657694 | 69798865769 | 9733.47
BFV425 | 72 | ML333ES A14 | ML333ES | 14 | BUTTERFLY VALVE,LUG,GEAR OPERATOR,DI BODY,ALMN/BRNZ DISC,150 WOG,EPDM LINER,316 SS STEM | 13193.42 | 176 | 1 | 697988672314 | 69798867231 | 13193.42
BFV425 | 72 | ML333ES A16 | ML333ES | 16 | BUTTERFLY VALVE,LUG,GEAR OPERATOR,DI BODY,ALMN/BRNZ DISC,150 WOG,EPDM LINER,316 SS STEM | 18437.51 | 240 | 1 | 697988672321 | 69798867232 | 18437.51
BFV425 | 72 | ML333ES A18 | ML333ES | 18 | BUTTERFLY VALVE,LUG,GEAR OPERATOR,DI BODY,ALMN/BRNZ DISC,150 WOG,EPDM LINER,316 SS STEM | 23818.78 | 325 | 1 | 697988672338 | 69798867233 | 23818.78
BFV425 | 72 | ML333ES A20 | ML333ES | 20 | BUTTERFLY VALVE,LUG,GEAR OPERATOR,DI BODY,ALMN/BRNZ DISC,150 WOG,EPDM LINER,316 SS STEM | 29112.27 | 420 | 1 | 697988672345 | 69798867234 | 29112.27
BFV425 | 71 | ML333ES-A A W | ML333ESA | 10 | BUTTERFLY VALVE,LUG,GEAR OPERATOR,DI BODY,ALMN/BRNZ DISC,200 WOG,EPDM LNR,316 SS STM,EPOXY COATED | 8100.38 | 78.554 | 1 | 697988718234 | 69798871823 | 8100.38
BFV425 | 71 | ML333H AWJ | ML333H | 12 | BUTTERFLY VALVE,LUG,GEAR OPERATOR,DI BODY,ALMN/BRNZ DISC,200 WOG,HYPALON LINER | 10324.43 | 104.9 | 1 | 697988367456 | 69798836745 | 10324.43
BFV425 | 71 | ML333NW A W | ML333NW | 10 | BUTTERFLY VALVE,LUG,GEAR OPERATOR,DI BODY,ALMN/BRNZ DISC,200 WOG,WHITE NEOPRENE LINER | 7517.7 | 0 | 1 | 697988729155 | 69798872915 | 7517.7
BFV425 | 71 | ML333V A L | ML333V | 3 | BUTTERFLY VALVE,LUG,GEAR OPERATOR,DI BODY,ALMN/BRNZ DISC,200 WOG,VITON LINER | 3266.24 | 15 | 1 | 697988141421 | 69798814142 | 3266.24
BFV425 | 71 | ML333V A N | ML333V | 4 | BUTTERFLY VALVE,LUG,GEAR OPERATOR,DI BODY,ALMN/BRNZ DISC,200 WOG,VITON LINER | 3890.14 | 22 | 1 | 697988504837 | 69798850483 | 3890.14
BFV425 | 71 | ML333V A R | ML333V | 5 | BUTTERFLY VALVE,LUG,GEAR OPERATOR,DI BODY,ALMN/BRNZ DISC,200 WOG,VITON LINER | 5145.8 | 25 | 1 | 697988572744 | 69798857274 | 5145.8
BFV425 | 71 | ML333V A S | ML333V | 6 | BUTTERFLY VALVE,LUG,GEAR OPERATOR,DI BODY,ALMN/BRNZ DISC,200 WOG,VITON LINER | 5482.27 | 30 | 1 | 697988506565 | 69798850656 | 5482.27
BFV425 | 71 | ML333V A U | ML333V | 8 | BUTTERFLY VALVE,LUG,GEAR OPERATOR,DI BODY,ALMN/BRNZ DISC,200 WOG,VITON LINER | 8174.29 | 58.74 | 1 | 697988387362 | 69798838736 | 8174.29
BFV425 | 71 | ML333V A W | ML333V | 10 | BUTTERFLY VALVE,LUG,GEAR OPERATOR,DI BODY,ALMN/BRNZ DISC,200 WOG,VITON LINER | 9873.13 | 78 | 1 | 697988324534 | 69798832453 | 9873.13
BFV425 | 71 | ML333V AWJ | ML333V | 12 | BUTTERFLY VALVE,LUG,GEAR OPERATOR,DI BODY,ALMN/BRNZ DISC,200 WOG,VITON LINER | 13082.03 | 113 | 1 | 697988387379 | 69798838737 | 13082.03
BFV425 | 72 | ML333V A14 | ML333V | 14 | BUTTERFLY VALVE,LUG,GEAR OPERATOR,DI BODY,ALMN/BRNZ DISC,150 WOG,VITON LINER | 17838.64 | 175 | 1 | 697988584419 | 69798858441 | 17838.64
BFV425 | 72 | ML333V A16 | ML333V | 16 | BUTTERFLY VALVE,LUG,GEAR OPERATOR,DI BODY,ALMN/BRNZ DISC,150 WOG,VITON LINER | 25947.3 | 252 | 1 | 697988586123 | 69798858612 | 25947.3
BFV425 | 72 | ML333V A20 | ML333V | 20 | BUTTERFLY VALVE,LUG,GEAR OPERATOR,DI BODY,ALMN/BRNZ DISC,150 WOG,VITON LINER | 38648.04 | 413 | 1 | 697988662780 | 69798866278 | 38648.04
BFV425 | 72 | ML333V A24 | ML333V | 24 | BUTTERFLY VALVE,LUG,GEAR OPERATOR,DI BODY,ALMN/BRNZ DISC,150 WOG,VITON LINER | 63519.33 | 683 | 1 | 697988662797 | 69798866279 | 63519.33
BFV425 | 72 | ML333V -30 | ML333V | 30 | BUTTERFLY VALVE,LUG,GEAR OPERATOR,DI BODY,ALMN/BRNZ DISC,150 WOG,VITON LINER | 126118.664 | 0 | 1 | 697988774841 | 69798877484 | 176566.13
BFV425 | 71 | ML333VS A R | ML333VS | 5 | BUTTERFLY VALVE,LUG,GEAR OPERATOR,DI BODY,ALMN/BRNZ DISC,200 WOG,VITON LINER,316 SS STEM | 5367.36 | 25 | 1 | 697988590458 | 69798859045 | 5367.36
BFV425 | 71 | ML333VS A S | ML333VS | 6 | BUTTERFLY VALVE,LUG,GEAR OPERATOR,DI BODY,ALMN/BRNZ DISC,200 WOG,VITON LINER,316 SS STEM | 5761.37 | 30 | 1 | 697988587809 | 69798858780 | 5761.37
BFV425 | 71 | ML333VS A U | ML333VS | 8 | BUTTERFLY VALVE,LUG,GEAR OPERATOR,DI BODY,ALMN/BRNZ DISC,200 WOG,VITON LINER,316 SS STEM | 8568.22 | 46 | 1 | 697988587854 | 69798858785 | 8568.22
BFV425 | 71 | ML333VS A W | ML333VS | 10 | BUTTERFLY VALVE,LUG,GEAR OPERATOR,DI BODY,ALMN/BRNZ DISC,200 WOG,VITON LINER,316 SS STEM | 10628.16 | 78 | 1 | 697988587793 | 69798858779 | 10628.16
BFV425 | 71 | ML333VS AWJ | ML333VS | 12 | BUTTERFLY VALVE,LUG,GEAR OPERATOR,DI BODY,ALMN/BRNZ DISC,200 WOG,VITON LINER,316 SS STEM | 14263.8 | 113 | 1 | 697988587786 | 69798858778 | 14263.8
BFV425 | 72 | ML333VS A16 | ML333VS | 16 | BUTTERFLY VALVE,LUG,GEAR OPERATOR,DI BODY,ALMN/BRNZ DISC,150 WOG,VITON LINER,316 SS STEM | 28565.38 | 252 | 1 | 697988589377 | 69798858937 | 28565.38
BFV425 | 71 | ML334B D J | ML334B | 2 | BUTTERFLY VALVE,LUG,GEAR OP,DI BODY,SS DISC,200 WOG,BUNA LINER,DOUBLE DEAD END | 2462 | 19.7 | 1 | 697988719590 | 69798871959 | 2462
BFV425 | 71 | ML334B D K | ML334B | 2 1/2 | BUTTERFLY VALVE,GEAR OP,DI BODY,SS DISC,200 WOG,BUNA LINER,DOUBLE DEAD END | 2462 | 19.12 | 1 | 697988726611 | 69798872661 | 2462
BFV425 | 71 | ML334B D L | ML334B | 3 | BUTTERFLY VALVE,LUG,GEAR OP,DI BODY,SS DISC,200 WOG,BUNA LINER,DOUBLE DEAD END | 2773.95 | 20 | 1 | 697988719538 | 69798871953 | 2773.95
BFV425 | 71 | ML334B D N | ML334B | 4 | BUTTERFLY VALVE,LUG,GEAR OP,DI BODY,SS DISC,200 WOG,BUNA LINER,DOUBLE DEAD END | 3274.67 | 26.7 | 1 | 697988726604 | 69798872660 | 3274.67
BFV425 | 71 | ML334B D R | ML334B | 5 | BUTTERFLY VALVE,LUG,GEAR OP,DI BODY,SS DISC,200 WOG,BUNA LINER,DOUBLE DEAD END | 4070.74 | 0 | 1 | 697988726628 | 69798872662 | 4070.74
BFV425 | 71 | ML334B D S | ML334B | 6 | BUTTERFLY VALVE,LUG,GEAR OPERATOR,DI BODY,SS DISC,200 WOG,BUNA LINER,DOUBLE DEAD END | 4407.2 | 34.32 | 1 | 697988649170 | 69798864917 | 4407.2
BFV425 | 71 | ML334B D U | ML334B | 8 | BUTTERFLY VALVE,LUG,GEAR OPERATOR,DI BODY,SS DISC,200 WOG,BUNA LINER,DOUBLE DEAD END | 6401.37 | 59.06 | 1 | 697988649187 | 69798864918 | 6401.37
BFV425 | 71 | ML334B D W | ML334B | 10 | BUTTERFLY VALVE,LUG,GEAR OPERATOR,DI BODY,SS DISC,200 WOG,BUNA LINER,DOUBLE DEAD END | 9503.69 | 73.6 | 1 | 697988649194 | 69798864919 | 9503.69
BFV425 | 71 | ML334B DWJ | ML334B | 12 | BUTTERFLY VALVE,LUG,GEAR OPERATOR,DI BODY,SS DISC,200 WOG,BUNA LINER,DOUBLE DEAD END | 12384.36 | 107.218 | 1 | 697988649200 | 69798864920 | 12384.36
BFV425 | 72 | ML334B A14 | ML334B | 14 | BUTTERFLY VALVE,LUG,GEAR OPERATOR,DI BODY,SS DISC,150 WOG,BUNA LINER | 12809.93 | 190 | 1 | 697988373013 | 69798837301 | 12809.93
BFV425 | 72 | ML334B A16 | ML334B | 16 | BUTTERFLY VALVE,LUG,GEAR OPERATOR,DI BODY,SS DISC,150 WOG,BUNA LINER | 18306.56 | 252 | 1 | 697988373020 | 69798837302 | 18306.56
BFV425 | 72 | ML334B A18 | ML334B | 18 | BUTTERFLY VALVE,LUG,GEAR OPERATOR,DI BODY,SS DISC,150 WOG,BUNA LINER | 23655.01 | 325 | 1 | 697988373037 | 69798837303 | 23655.01
BFV425 | 72 | ML334B A20 | ML334B | 20 | BUTTERFLY VALVE,LUG,GEAR OPERATOR,DI BODY,SS DISC,150 WOG,BUNA LINER | 33541.18 | 416 | 1 | 697988373044 | 69798837304 | 33541.18
BFV425 | 72 | ML334B A24 | ML334B | 24 | BUTTERFLY VALVE,LUG,GEAR OPERATOR,DI BODY,SS DISC,150 WOG,BUNA LINER | 51496.83 | 631 | 1 | 697988373051 | 69798837305 | 51496.83
BFV425 | 72 | ML334B -30 | ML334B | 30 | BUTTERFLY VALVE,LUG,GEAR OPERATOR,DI BODY,SS DISC,150 WOG,BUNA LINER | 106814.18 | 1680 | 1 | 697988644632 | 69798864463 | 106814.18
BFV425 | 70 | ML334B-A A N | ML334BA | 4 | BUTTERFLY VALVE,LUG,GEAR OPERATOR,DI BODY,SS DISC,200 WOG,BUNA LINER,EPOXY COATED BODY | 3898.314 | 0 | 1 | 697988772915 | 69798877291 | 5457.64
BFV425 | 70 | ML334B-A A S | ML334BA | 6 | BUTTERFLY VALVE,LUG,GEAR OPERATOR,DI BODY,SS DISC,200 WOG,BUNA LINER,EPOXY COATED BODY | 5236.07 | 0 | 1 | 697988772908 | 69798877290 | 7330.498
BFV425 | 71 | ML334B-A A U | ML334BA | 8 | BUTTERFLY VALVE,LUG,GEAR OPERATOR,DI BODY,SS DISC,200 WOG,BUNA LINER,EPOXY COATED BODY | 7320.48 | 59 | 1 | 697988704367 | 69798870436 | 7320.48
BFV425 | 71 | ML334B-A A W | ML334BA | 10 | BUTTERFLY VALVE,LUG,GEAR OPERATOR,DI BODY,SS DISC,200 WOG,BUNA LINER,EPOXY COATED BODY | 10619.86 | 73.6 | 1 | 697988644472 | 69798864447 | 10619.86
BFV425 | 71 | ML334B-A AWJ | ML334BA | 12 | BUTTERFLY VALVE,LUG,GEAR OPERATOR,DI BODY,SS DISC,200 WOG,BUNA LINER,EPOXY COATED BODY | 13919.02 | 103.05 | 1 | 697988704374 | 69798870437 | 13919.02
BFV425 | 72 | ML334B-A A20 | ML334BA | 20 | BUTTERFLY VALVE,LUG,GEAR OPERATOR,DI BODY,SS DISC,150 WOG,BUNA LINER,EPOXY COATED BODY | 35402.92 | 416 | 1 | 697988644489 | 69798864448 | 35402.92
BFV425 | 72 | ML334B-A A24 | ML334BA | 24 | BUTTERFLY VALVE,LUG,GEAR OPERATOR,DI BODY,SS DISC,150 WOG,BUNA LINER,EPOXY COATED BODY | 53358.57 | 631 | 1 | 697988644496 | 69798864449 | 53358.57
BFV425 | 71 | ML334E D J | ML334E | 2 | BUTTERFLY VALVE,LUG,GEAR OPERATOR,DI BODY,SS DISC,200 WOG,EPDM LINER,DOUBLE DEAD END | 2462 | 19.7 | 1 | 697988674059 | 69798867405 | 2462
BFV425 | 71 | ML334E D K | ML334E | 2 1/2 | BUTTERFLY VALVE,LUG,GEAR OPERATOR,DI BODY,SS DISC,200 WOG,EPDM LINER,DOUBLE DEAD END | 2462 | 19.5 | 1 | 697988674066 | 69798867406 | 2462
BFV425 | 71 | ML334E D L | ML334E | 3 | BUTTERFLY VALVE,LUG,GEAR OPERATOR,DI BODY,SS DISC,200 WOG,EPDM LINER,DOUBLE DEAD END | 2773.95 | 19.54 | 1 | 697988641426 | 69798864142 | 2773.95
BFV425 | 71 | ML334E D N | ML334E | 4 | BUTTERFLY VALVE,LUG,GEAR OPERATOR,DI BODY,SS DISC,200 WOG,EPDM LINER,DOUBLE DEAD END | 3274.67 | 26.66 | 1 | 697988633629 | 69798863362 | 3274.67
BFV425 | 71 | ML334E D R | ML334E | 5 | BUTTERFLY VALVE,LUG,GEAR OPERATOR,DI BODY,SS DISC,200 WOG,EPDM LINER,DOUBLE DEAD END | 4070.74 | 34.34 | 1 | 697988674073 | 69798867407 | 4070.74
BFV425 | 71 | ML334E D S | ML334E | 6 | BUTTERFLY VALVE,LUG,GEAR OPERATOR,DI BODY,SS DISC,200 WOG,EPDM LINER,DOUBLE DEAD END | 4407.2 | 34.34 | 1 | 697988633612 | 69798863361 | 4407.2
BFV425 | 71 | ML334E D U | ML334E | 8 | BUTTERFLY VALVE,LUG,GEAR OPERATOR,DI BODY,SS DISC,200 WOG,EPDM LINER,DOUBLE DEAD END | 6401.37 | 59.66 | 1 | 697988633605 | 69798863360 | 6401.37
BFV425 | 71 | ML334E D W | ML334E | 10 | BUTTERFLY VALVE,LUG,GEAR OPERATOR,DI BODY,SS DISC,200 WOG,EPDM LINER,DOUBLE DEAD END | 9503.69 | 83.72 | 1 | 697988674080 | 69798867408 | 9503.69
BFV425 | 71 | ML334E DWJ | ML334E | 12 | BUTTERFLY VALVE,LUG,GEAR OPERATOR,DI BODY,SS DISC,200 WOG,EPDM LINER,DOUBLE DEAD END | 12384.36 | 111.86 | 1 | 697988633599 | 69798863359 | 12384.36
BFV425 | 72 | ML334E A14 | ML334E | 14 | BUTTERFLY VALVE,LUG,GEAR OPERATOR,DI BODY,SS DISC,150 WOG,EPDM LINER | 12809.93 | 174 | 1 | 697988323933 | 69798832393 | 12809.93
BFV425 | 72 | ML334E A16 | ML334E | 16 | BUTTERFLY VALVE,LUG,GEAR OPERATOR,DI BODY,SS DISC,150 WOG,EPDM LINER | 18306.56 | 252 | 1 | 697988323940 | 69798832394 | 18306.56
BFV425 | 72 | ML334E A18 | ML334E | 18 | BUTTERFLY VALVE,LUG,GEAR OPERATOR,DI BODY,SS DISC,150 WOG,EPDM LINER | 23655.01 | 331 | 1 | 697988323957 | 69798832395 | 23655.01
BFV425 | 72 | ML334E A20 | ML334E | 20 | BUTTERFLY VALVE,LUG,GEAR OPERATOR,DI BODY,SS DISC,150 WOG,EPDM LINER | 33541.18 | 420 | 1 | 697988323964 | 69798832396 | 33541.18
BFV425 | 72 | ML334E A24 | ML334E | 24 | BUTTERFLY VALVE,LUG,GEAR OPERATOR,DI BODY,SS DISC,150 WOG,EPDM LINER | 51496.83 | 650 | 1 | 697988323971 | 69798832397 | 51496.83
BFV425 | 72 | ML334E -30 | ML334E | 30 | BUTTERFLY VALVE,LUG,GEAR OPERATOR,DI BODY,SS DISC,150 WOG,EPDM LINER | 106814.18 | 1680 | 1 | 697988595514 | 69798859551 | 106814.18
BFV425 | 72 | ML334E -36 | ML334E | 36 | BUTTERFLY VALVE,LUG,GEAR OPERATOR,DI BODY,SS DISC,150 WOG,EPDM LINER | 148136.43 | 1680 | 1 | 697988641433 | 69798864143 | 148136.43
BFV425 | 72 | ML334E -42 | ML334E | 42 | BUTTERFLY VALVE,LUG,GEAR OPERATOR,DI BODY,SS DISC,150 WOG,EPDM LINER | 186339.98 | 1680 | 1 | 697988710191 | 69798871019 | 186339.98
BFV425 | 71 | ML334E-A A J | ML334EA | 2 | BUTTERFLY VALVE,LUG,GEAR OPERATOR,DI BODY,SS DISC,200 WOG,EPDM LINER,EPOXY COATED BODY | 2929.84 | 17.62 | 1 | 697988345614 | 69798834561 | 2929.84
BFV425 | 71 | ML334E-A A K | ML334EA | 2 1/2 | BUTTERFLY VALVE,LUG,GEAR OPERATOR,DI BODY,SS DISC,200 WOG,EPDM LINER,EPOXY COATED BODY | 2929.84 | 19.38 | 1 | 697988345621 | 69798834562 | 2929.84
BFV425 | 71 | ML334E-A A L | ML334EA | 3 | BUTTERFLY VALVE,LUG,GEAR OPERATOR,DI BODY,SS DISC,200 WOG,EPDM LINER,EPOXY COATED BODY | 3356.68 | 20.2 | 1 | 697988345638 | 69798834563 | 3356.68
BFV425 | 71 | ML334E-A A N | ML334EA | 4 | BUTTERFLY VALVE,LUG,GEAR OPERATOR,DI BODY,SS DISC,200 WOG,EPDM LINER,EPOXY COATED BODY | 3898.36 | 26.3 | 1 | 697988345645 | 69798834564 | 3898.36
BFV425 | 71 | ML334E-A A R | ML334EA | 5 | BUTTERFLY VALVE,LUG,GEAR OPERATOR,DI BODY,SS DISC,200 WOG,EPDM LINER,EPOXY COATED BODY | 4842.14 | 27.46 | 1 | 697988345652 | 69798834565 | 4842.14
BFV425 | 71 | ML334E-A A S | ML334EA | 6 | BUTTERFLY VALVE,LUG,GEAR OPERATOR,DI BODY,SS DISC,200 WOG,EPDM LINER,EPOXY COATED BODY | 5236.07 | 33.366 | 1 | 697988345669 | 69798834566 | 5236.07
BFV425 | 71 | ML334E-A A U | ML334EA | 8 | BUTTERFLY VALVE,LUG,GEAR OPERATOR,DI BODY,SS DISC,200 WOG,EPDM LINER,EPOXY COATED BODY | 7320.48 | 58.42 | 1 | 697988141612 | 69798814161 | 7320.48
BFV425 | 71 | ML334E-A A W | ML334EA | 10 | BUTTERFLY VALVE,LUG,GEAR OPERATOR,DI BODY,SS DISC,200 WOG,EPDM LINER,EPOXY COATED BODY | 10619.86 | 86.88 | 1 | 697988345676 | 69798834567 | 10619.86
BFV425 | 71 | ML334E-A AWJ | ML334EA | 12 | BUTTERFLY VALVE,LUG,GEAR OPERATOR,DI BODY,SS DISC,200 WOG,EPDM LINER,EPOXY COATED BODY | 13919.02 | 105.4 | 1 | 697988345683 | 69798834568 | 13919.02
BFV425 | 72 | ML334E-A A14 | ML334EA | 14 | BUTTERFLY VALVE,LUG,GEAR OPERATOR,DI BODY,SS DISC,150 WOG,EPDM LINER,EPOXY COATED BODY | 14671.66 | 174 | 1 | 697988396906 | 69798839690 | 14671.66
BFV425 | 72 | ML334E-A A16 | ML334EA | 16 | BUTTERFLY VALVE,LUG,GEAR OPERATOR,DI BODY,SS DISC,150 WOG,EPDM LINER,EPOXY COATED BODY | 20168.28 | 240 | 1 | 697988505674 | 69798850567 | 20168.28
BFV425 | 72 | ML334E-A A18 | ML334EA | 18 | BUTTERFLY VALVE,LUG,GEAR OPERATOR,DI BODY,SS DISC,150 WOG,EPDM LINER,EPOXY COATED BODY | 25516.7 | 332 | 1 | 697988570726 | 69798857072 | 25516.7
BFV425 | 72 | ML334E-A A20 | ML334EA | 20 | BUTTERFLY VALVE,LUG,GEAR OPERATOR,DI BODY,SS DISC,150 WOG,EPDM LINER,EPOXY COATED BODY | 35402.92 | 420 | 1 | 697988539037 | 69798853903 | 35402.92
BFV425 | 72 | ML334E-A A24 | ML334EA | 24 | BUTTERFLY VALVE,LUG,GEAR OPERATOR,DI BODY,SS DISC,150 WOG,EPDM LINER,EPOXY COATED BODY | 53358.57 | 684 | 1 | 697988595491 | 69798859549 | 53358.57
BFV425 | 72 | ML334E-A -30 | ML334EA | 30 | BUTTERFLY VALVE,LUG,GEAR OPERATOR,DI BODY,SS DISC,150 WOG,EPDM LINER,EPOXY COATED BODY | 109461.87 | 1680 | 1 | 697988665316 | 69798866531 | 109461.87
BFV425 | 72 | ML334E-A -36 | ML334EA | 36 | BUTTERFLY VALVE,LUG,GEAR OPERATOR,DI BODY,SS DISC,150 WOG,EPDM LINER,EPOXY COATED BODY | 150784.24 | 2100 | 1 | 697988665262 | 69798866526 | 150784.24
BFV425 | 71 | ML334E-A-DA A U | ML334EADA | 8 | BUTTERFLY VALVE,LUG,GEAR OPERATOR,DI BODY,SS DISC,200 WOG,EPDM LINER,EPOXY COATED BODY,DRY ASSEMBLED | 7320.48 | 58.42 | 1 | 697988705296 | 69798870529 | 7320.48
BFV425 | 71 | ML334E-A-DA A W | ML334EADA | 10 | BUTTERFLY VALVE,LUG,GEAR OPERATOR,DI BODY,SS DISC,200 WOG,EPDM LINER,EPOXY COATED BODY,DRY ASSEMBLED | 10619.91 | 84.96 | 1 | 697988705302 | 69798870530 | 10619.91
BFV425 | 71 | ML334E-A-DA AWJ | ML334EADA | 12 | BUTTERFLY VALVE,LUG,GEAR OPERATOR,DI BODY,SS DISC,200 WOG,EPDM LINER,EPOXY COATED BODY,DRY ASSEMBLED | 13919.02 | 105.4 | 1 | 697988705319 | 69798870531 | 13919.02
BFV425 | 71 | ML334H A R | ML334H | 5 | BUTTERFLY VALVE,LUG,GEAR OPERATOR,DI BODY,SS DISC,200 WOG,HYPALON LINER | 4571.36 | 25 | 1 | 697988490536 | 69798849053 | 4571.36
BFV425 | 71 | ML334H A S | ML334H | 6 | BUTTERFLY VALVE,LUG,GEAR OPERATOR,DI BODY,SS DISC,200 WOG,HYPALON LINER | 4899.55 | 29.6 | 1 | 697988141643 | 69798814164 | 4899.55
BFV425 | 71 | ML334H A U | ML334H | 8 | BUTTERFLY VALVE,LUG,GEAR OPERATOR,DI BODY,SS DISC,200 WOG,HYPALON LINER | 7435.49 | 46 | 1 | 697988141650 | 69798814165 | 7435.49
BFV425 | 71 | ML334H A W | ML334H | 10 | BUTTERFLY VALVE,LUG,GEAR OPERATOR,DI BODY,SS DISC,200 WOG,HYPALON LINER | 10652.75 | 82.028 | 1 | 697988141667 | 69798814166 | 10652.75
BFV425 | 71 | ML334NB A S | ML334NB | 6 | BUTTERFLY VALVE,LUG,GEAR OPERATOR,DI BODY,SS DISC,200 WOG,EPDM LINER,BLACK NEOPRENE LINER | 4899.55 | 34.34 | 1 | 697988697355 | 69798869735 | 4899.55
BFV425 | 71 | ML334T A J | ML334T | 2 | BUTTERFLY VALVE,LUG,GEAR OPERATOR,DI BODY,SS DISC,200 WOG,TEFLON LINER | 5178.57 | 0 | 1 | 697988759107 | 69798875910 | 5178.57
BFV425 | 71 | ML334T A N | ML334T | 4 | BUTTERFLY VALVE,LUG,GEAR OPERATOR,DI BODY,SS DISC,200 WOG,TEFLON LINER | 6984.23 | 22.34 | 1 | 697988675780 | 69798867578 | 6984.23
BFV425 | 71 | ML334T A S | ML334T | 6 | BUTTERFLY VALVE,LUG,GEAR OPERATOR,DI BODY,SS DISC,200 WOG,TEFLON LINER | 9339.61 | 30 | 1 | 697988379039 | 69798837903 | 9339.61
BFV425 | 71 | ML334T A U | ML334T | 8 | BUTTERFLY VALVE,LUG,GEAR OPERATOR,DI BODY,SS DISC,200 WOG,TEFLON LINER | 13664.55 | 49.44 | 1 | 697988379046 | 69798837904 | 13664.55
BFV425 | 71 | ML334T A W | ML334T | 10 | BUTTERFLY VALVE,LUG,GEAR OPERATOR,DI BODY,SS DISC,200 WOG,TEFLON LINER | 17956.88 | 78 | 1 | 697988379053 | 69798837905 | 17956.88
BFV425 | 71 | ML334T AWJ | ML334T | 12 | BUTTERFLY VALVE,LUG,GEAR OPERATOR,DI BODY,SS DISC,200 WOG,TEFLON LINER | 23504.85 | 113 | 1 | 697988379060 | 69798837906 | 23504.85
BFV425 | 71 | ML334V A J | ML334V | 2 | BUTTERFLY VALVE,LUG,GEAR OPERATOR,DI BODY,SS DISC,200 WOG,VITON LINER | 3454.93 | 14.42 | 1 | 697988141674 | 69798814167 | 3454.93
BFV425 | 71 | ML334V A K | ML334V | 2 1/2 | BUTTERFLY VALVE,LUG,GEAR OPERATOR,DI BODY,SS DISC,200 WOG,VITON LINER | 3454.93 | 14.5 | 1 | 697988398887 | 69798839888 | 3454.93
BFV425 | 71 | ML334V A L | ML334V | 3 | BUTTERFLY VALVE,LUG,GEAR OPERATOR,DI BODY,SS DISC,200 WOG,VITON LINER | 3766.95 | 15 | 1 | 697988141681 | 69798814168 | 3766.95
BFV425 | 71 | ML334V A N | ML334V | 4 | BUTTERFLY VALVE,LUG,GEAR OPERATOR,DI BODY,SS DISC,200 WOG,VITON LINER | 4472.97 | 22.34 | 1 | 697988141698 | 69798814169 | 4472.97
BFV425 | 71 | ML334V A S | ML334V | 6 | BUTTERFLY VALVE,LUG,GEAR OPERATOR,DI BODY,SS DISC,200 WOG,VITON LINER | 6196.3 | 30 | 1 | 697988141704 | 69798814170 | 6196.3
BFV425 | 71 | ML334V A U | ML334V | 8 | BUTTERFLY VALVE,LUG,GEAR OPERATOR,DI BODY,SS DISC,200 WOG,VITON LINER | 9528.33 | 57.588 | 1 | 697988141711 | 69798814171 | 9528.33
BFV425 | 71 | ML334V A W | ML334V | 10 | BUTTERFLY VALVE,LUG,GEAR OPERATOR,DI BODY,SS DISC,200 WOG,VITON LINER | 13147.56 | 77.15 | 1 | 697988141728 | 69798814172 | 13147.56
BFV425 | 71 | ML334V AWJ | ML334V | 12 | BUTTERFLY VALVE,LUG,GEAR OPERATOR,DI BODY,SS DISC,200 WOG,VITON LINER | 16914.65 | 104.35 | 1 | 697988141735 | 69798814173 | 16914.65
BFV425 | 72 | ML334V A14 | ML334V | 14 | BUTTERFLY VALVE,LUG,GEAR OPERATOR,DI BODY,SS DISC,150 WOG,VITON LINER | 19826.9 | 190 | 1 | 697988704305 | 69798870430 | 19826.9
BFV425 | 72 | ML334V A16 | ML334V | 16 | BUTTERFLY VALVE,LUG,GEAR OPERATOR,DI BODY,SS DISC,150 WOG,VITON LINER | 28434.48 | 250 | 1 | 697988337145 | 69798833714 | 28434.48
BFV425 | 72 | ML334V A18 | ML334V | 18 | BUTTERFLY VALVE,LUG,GEAR OPERATOR,DI BODY,SS DISC,150 WOG,VITON LINER | 35365.5 | 325 | 1 | 697988704312 | 69798870431 | 35365.5
BFV425 | 72 | ML334V A20 | ML334V | 20 | BUTTERFLY VALVE,LUG,GEAR OPERATOR,DI BODY,SS DISC,150 WOG,VITON LINER | 47278.98 | 416 | 1 | 697988704329 | 69798870432 | 47278.98
BFV425 | 72 | ML334V A24 | ML334V | 24 | BUTTERFLY VALVE,LUG,GEAR OPERATOR,DI BODY,SS DISC,150 WOG,VITON LINER | 70076.2 | 631 | 1 | 697988704336 | 69798870433 | 70076.2
BFV425 | 72 | ML334V -30 | ML334V | 30 | BUTTERFLY VALVE,LUG,GEAR OPERATOR,DI BODY,SS DISC,150 WOG,VITON LINER | 135474.68 | 975 | 1 | 697988542228 | 69798854222 | 135474.68
BFV425 | 71 | ML334V-A A L | ML334VA | 3 | BUTTERFLY VALVE,LUG,GEAR OPERATOR,DI BODY,SS DISC,200 WOG,VITON LINER,EPOXY COATED BODY | 4349.65 | 15 | 1 | 697988589278 | 69798858927 | 4349.65
BFV425 | 71 | ML334V-A A N | ML334VA | 4 | BUTTERFLY VALVE,LUG,GEAR OPERATOR,DI BODY,SS DISC,200 WOG,VITON LINER,EPOXY COATED BODY | 5096.57 | 22 | 1 | 697988589285 | 69798858928 | 5096.57
BFV425 | 71 | ML334V-A A S | ML334VA | 6 | BUTTERFLY VALVE,LUG,GEAR OPERATOR,DI BODY,SS DISC,200 WOG,VITON LINER,EPOXY COATED BODY | 7025.16 | 30 | 1 | 697988585393 | 69798858539 | 7025.16
BFV425 | 71 | ML334V-A A U | ML334VA | 8 | BUTTERFLY VALVE,LUG,GEAR OPERATOR,DI BODY,SS DISC,200 WOG,VITON LINER,EPOXY COATED BODY | 10447.37 | 57.59 | 1 | 697988638020 | 69798863802 | 10447.37
BFV425 | 71 | ML334V-A A W | ML334VA | 10 | BUTTERFLY VALVE,LUG,GEAR OPERATOR,DI BODY,SS DISC,200 WOG,VITON LINER,EPOXY COATED BODY | 14263.8 | 77.15 | 1 | 697988638464 | 69798863846 | 14263.8
BFV425 | 71 | ML334V-A AWJ | ML334VA | 12 | BUTTERFLY VALVE,LUG,GEAR OPERATOR,DI BODY,SS DISC,200 WOG,VITON LINER,EPOXY COATED BODY | 18449.27 | 105.4 | 1 | 697988699946 | 69798869994 | 18449.27
BFV425 | 72 | ML334V-A A14 | ML334VA | 14 | BUTTERFLY VALVE,LUG,GEAR OPERATOR,DI BODY,SS DISC,150 WOG,VITON LINER,EPOXY COATED BODY | 21688.61 | 190 | 1 | 697988589384 | 69798858938 | 21688.61
BFV425 | 72 | ML334V-A A24 | ML334VA | 24 | BUTTERFLY VALVE,LUG,GEAR OPERATOR,DI BODY,SS DISC,150 WOG,VITON LINER,EPOXY COATED BODY | 71937.91 | 650 | 1 | 697988549500 | 69798854950 | 71937.91
BFV425 | 71 | ML337E A S | ML337E | 6 | BUTTERFLY VALVE,LUG,GEAR OPERATOR,DI BODY,NYLON CTD DI DISC,200 WOG,EPDM LINER | 3750.57 | 31.8 | 1 | 697988634060 | 69798863406 | 3750.57
BFV425 | 71 | ML337E A U | ML337E | 8 | BUTTERFLY VALVE,LUG,GEAR OPERATOR,DI BODY,NYLON CTD DI DISC,200 WOG,EPDM LINER | 4850.42 | 46.6 | 1 | 697988634077 | 69798863407 | 4850.42
BFV425 | 71 | ML337E AWJ | ML337E | 12 | BUTTERFLY VALVE,LUG,GEAR OPERATOR,DI BODY,NYLON CTD DI DISC,200 WOG,EPDM LINER | 7763.76 | 105.05 | 1 | 697988634084 | 69798863408 | 7763.76
BFV425 | 71 | ML338ES A U | ML338ES | 8 | BUTTERFLY VALVE,LUG,GEAR OPERATOR,DI BODY,EPOXY CTD DI DISC,200 WOG,EPDM LINER,316 SS STEM | 5178.67 | 57.588 | 1 | 697988488403 | 69798848840 | 5178.67
BFV425 | 70 | ML522E D K | ML522E | 2 1/2 | BUTTERFLY VALVE,LUG,GEAR OP W/MEM STOP,CI BODY,NCKL PLTD DI DISC,200 WOG,EPDM LINER,DOUBLE DEAD END | 2593.34 | 14.5 | 1 | 697988733213 | 69798873321 | 2593.34
BFV425 | 70 | ML522E D S | ML522E | 6 | BUTTERFLY VALVE,LUG,GEAR OP/W MEM STOP,CI BODY,NCKL PLTD DI DISC,200 WOG,EPDM LINER,DOUBLE DEAD END | 4479.18 | 34 | 1 | 697988771628 | 69798877162 | 4479.18
BFV425 | 70 | ML522E D U | ML522E | 8 | BUTTERFLY VALVE,LUG,GEAR OP/W MEM STOP,CI BODY,NCKL PLTD DI DISC,200 WOG,EPDM LINER,DOUBLE DEAD END | 5055.46 | 46 | 1 | 697988732551 | 69798873255 | 5055.46
BFV425 | 70 | ML522E D W | ML522E | 10 | BUTTERFLY VALVE,LUG,GEAR OP/W MEM STOP,CI BODY,NCKL PLTD DI DISC,200 WOG,EPDM LINER,DOUBLE DEAD END | 6212.69 | 79.1 | 1 | 697988732544 | 69798873254 | 6212.69
BFV425 | 70 | ML522E DWJ | ML522E | 12 | BUTTERFLY VALVE,LUG,GR OP/WITH MS CI BODY,NICKEL PLTD DI IRON DISC,200 WOG,EPDM LINER,DBL DEAD END | 7484.82 | 0 | 1 | 697988743281 | 69798874328 | 7484.82
BFV425 | 77 | ML522E A14 | ML522E | 14 | BUTTERFLY VALVE,LUG,GR OP/WITH MS CI BODY,NICKEL PLTD DI IRON DISC,200 WOG,EPDM LINER,DBL DEAD END | 10900.82 | 0 | 1 | 697988743298 | 69798874329 | 10900.82
BFV425 | 77 | ML522E A16 | ML522E | 16 | BUTTERFLY VALVE,LUG,GR OP/WITH MS CI BODY,NICKEL PLTD DI IRON DISC,200 WOG,EPDM LINER,DBL DEAD END | 14019.62 | 0 | 1 | 697988743304 | 69798874330 | 14019.62
BFV425 | 77 | ML522E A18 | ML522E | 18 | BUTTERFLY VALVE,LUG,GR OP/WITH MS CI BODY,NICKEL PLTD DI IRON DISC,200 WOG,EPDM LINER,DBL DEAD END | 19212.51 | 0 | 1 | 697988743311 | 69798874331 | 19212.51
BFV425 | 77 | ML522E A20 | ML522E | 20 | BUTTERFLY VALVE,LUG,GEAR W/MEMORY STOP,CI BODY,NICKEL PLTD DI IRON DISC,150 WOG,EPDM LINER | 23149.95 | 416.31 | 1 | 697988694149 | 69798869414 | 23149.95
BFV425 | 77 | ML522E A24 | ML522E | 24 | BUTTERFLY VALVE,LUG,GR OP/WITH MS CI BODY,NICKEL PLTD DI IRON DISC,200 WOG,EPDM LINER,DBL DEAD END | 24235.5 | 0 | 1 | 697988743328 | 69798874332 | 24235.5
BFV425 | 77 | ML522ES A18 | ML522ES | 18 | BUTTERFLY VALVE,LUG,GEAR OPERATOR W/MEM.STOP,CI BDY,NCKL PLTD DI DISC,150 WOG,EPDM LINER,316 SS STEM | 23266.74 | 328 | 1 | 697988637986 | 69798863798 | 32573.436
BFV425 | 70 | ML522V-A A U | ML522VA | 8 | BUTTERFLY VALVE,LUG,GEAR W/MEMORY STOP,CI BODY,NICKEL PLTD DI DISC,200 WOG,VITON LINER,EPOXY CTD BDY | 9101.47 | 46 | 1 | 697988538832 | 69798853883 | 9101.47
BFV425 | 70 | ML523B D S | ML523B | 6 | BUTTERFLY VALVE,LUG,GEAR OP W/MEM STOP,CI BODY,ALMN/BRNZ DISC,200 WOG,BUNA LINER,DOUBLE DEAD END | 4165.04 | 34.62 | 1 | 697988763906 | 69798876390 | 4165.04
BFV425 | 70 | ML523E D K | ML523E | 2 1/2 | BUTTERFLY VALVE,LUG,GEAR W/MEMORY STOP,CI BODY,ALMN/BRNZ DISC,200 WOG,EPDM LINER,DOUBLE DEAD END | 2675.42 | 14.7 | 1 | 697988715066 | 69798871506 | 2675.42
BFV425 | 70 | ML523E D L | ML523E | 3 | BUTTERFLY VALVE,LUG,GEAR OP W/MEM STOP,CI BODY,ALMN/BRNZ DISC,200 WOG,EPDM LINER,DOUBLE DEAD END | 2749.29 | 15.5 | 1 | 697988715325 | 69798871532 | 2749.29
BFV425 | 70 | ML523E D N | ML523E | 4 | BUTTERFLY VALVE,LUG,GEAR W/MEMORY STOP,CI BODY,ALMN/BRNZ DISC,200 WOG,EPDM LINER,DOUBLE DEAD END | 3159.61 | 34.48 | 1 | 697988708761 | 69798870876 | 3159.61
BFV425 | 70 | ML523E D S | ML523E | 6 | BUTTERFLY VALVE,LUG,GEAR W/MEMORY STOP,CI BODY,ALMN/BRNZ DISC,200 WOG,EPDM LINER,DOUBLE DEAD END | 4165.04 | 34.48 | 1 | 697988708754 | 69798870875 | 4165.04
BFV425 | 70 | ML523E D U | ML523E | 8 | BUTTERFLY VALVE,LUG,GEAR OP W/MEM STOP,CI BODY,ALMN/BRNZ DISC,200 WOG,EPDM LINER,DOUBLE DEAD END | 5638.2 | 59.95 | 1 | 697988740846 | 69798874084 | 5638.2
BFV425 | 70 | ML523E D W | ML523E | 10 | BUTTERFLY VALVE,LUG,GEAR OP W/MEM STOP,CI BODY,ALMN/BRNZ DISC,200 WOG,EPDM LINER,DOUBLE DEAD END | 6746.09 | 0 | 1 | 697988740853 | 69798874085 | 6746.09
BFV425 | 77 | ML523E A14 | ML523E | 14 | BUTTERFLY VALVE,LUG,GEAR W/MEMORY STOP,CI BODY,ALMN/BRNZ DISC,150 WOG,EPDM LINER | 12811.16 | 177 | 1 | 697988141780 | 69798814178 | 12811.16
BFV425 | 77 | ML523E A16 | ML523E | 16 | BUTTERFLY VALVE,LUG,GEAR W/MEMORY STOP,CI BODY,ALMN/BRNZ DISC,150 WOG,EPDM LINER | 16319.59 | 237 | 1 | 697988141797 | 69798814179 | 16319.59
BFV425 | 77 | ML523E A18 | ML523E | 18 | BUTTERFLY VALVE,LUG,GEAR W/MEMORY STOP,CI BODY,ALMN/BRNZ DISC,150 WOG,EPDM LINER | 22993.85 | 339 | 1 | 697988141803 | 69798814180 | 22993.85
BFV425 | 77 | ML523E A20 | ML523E | 20 | BUTTERFLY VALVE,LUG,GEAR W/MEMORY STOP,CI BODY,ALMN/BRNZ DISC,150 WOG,EPDM LINER | 28022.86 | 417 | 1 | 697988141810 | 69798814181 | 28022.86
BFV425 | 77 | ML523E A24 | ML523E | 24 | BUTTERFLY VALVE,LUG,GEAR W/MEMORY STOP,CI BODY,ALMN/BRNZ DISC,150 WOG,EPDM LINER | 45208.47 | 688 | 1 | 697988141827 | 69798814182 | 45208.47
BFV425 | 70 | ML523E-A A W | ML523EA | 10 | BUTTERFLY VALVE,LUG,GEAR W/MEMORY STOP,CI BODY,ALMN/BRNZ DISC,200 WOG,EPDM LINER,EPOXY COATED BODY | 7862.25 | 79.122 | 1 | 697988377608 | 69798837760 | 7862.25
BFV425 | 70 | ML523E-A AWJ | ML523EA | 12 | BUTTERFLY VALVE,LUG,GEAR W/MEMORY STOP,CI BODY,ALMN/BRNZ DISC,200 WOG,EPDM LINER,EPOXY COATED BODY | 10504.86 | 107.218 | 1 | 697988377615 | 69798837761 | 10504.86
BFV425 | 70 | ML524E D L | ML524E | 3 | BUTTERFLY VALVE,LUG,GEAR OPERATOR W/MEM STOP,CI BODY,316 SS DISC,200 WOG,EPDM LINER,DOUBLE DEAD END | 3258.08 | 20.5 | 1 | 697988766013 | 69798876601 | 3258.08
BFV425 | 70 | ML524E D N | ML524E | 4 | BUTTERFLY VALVE,LUG,GEAR OPERATOR W/MEM STOP,CI BODY,316 SS DISC,200 WOG,EPDM LINER,DOUBLE DEAD END | 3742.2 | 26.6 | 1 | 697988765665 | 69798876566 | 3742.2
BFV425 | 70 | ML524E D S | ML524E | 6 | BUTTERFLY VALVE,LUG,GEAR OPERATOR W/MEM STOP,CI BODY,316 SS DISC,200 WOG,EPDM LINER,DOUBLE DEAD END | 4870.9 | 34.66 | 1 | 697988745636 | 69798874563 | 4870.9
BFV425 | 70 | ML524E D U | ML524E | 8 | BUTTERFLY VALVE,LUG,GEAR OP W/MEM STOP,CI BODY,SS DISC,200 WOG,EPDM LINER,DOUBLE DEAD END | 7000.43 | 61.75 | 1 | 697988763722 | 69798876372 | 7000.43
BFV425 | 70 | ML524E D W | ML524E | 10 | BUTTERFLY VALVE,LUG,GEAR OP W/MEM STOP,CI BODY,SS DISC,200 WOG,EPDM LINER,DOUBLE DEAD END | 10028.88 | 87.5 | 1 | 697988763739 | 69798876373 | 10028.88
BFV425 | 70 | ML524E DWJ | ML524E | 12 | BUTTERFLY VALVE,LUG,GEAR OP W/MEM STOP,CI BODY,SS DISC,200 WOG,EPDM LINER,DOUBLE DEAD END | 12802.9 | 114 | 1 | 697988763746 | 69798876374 | 12802.9
BFV425 | 77 | ML524E A14 | ML524E | 14 | BUTTERFLY VALVE,LUG,GEAR W/MEMORY STOP,CI BODY,SS DISC,150 WOG,EPDM LINER | 15539.87 | 190 | 1 | 697988607439 | 69798860743 | 15539.87
BFV425 | 70 | ML524V A U | ML524V | 8 | BUTTERFLY VALVE,LUG,GEAR W/MEMORY STOP,CI BODY,SS DISC,200 WOG,VITON LINER | 10127.33 | 46 | 1 | 697988638655 | 69798863865 | 10127.33
BFV425 | 71 | ML533E D L | ML133E | 3 | BUTTERFLY VALVE,LUG,GEAR OP W/MEM STOP,DI BODY,ALMN/BRNZ DISC,200 WOG,EPDM LINER,DOUBLE DEAD END | 2888.81 | 15.5 | 1 | 697988715318 | 69798871531 | 2888.81
BFV425 | 71 | ML533E D N | ML533E | 4 | BUTTERFLY VALVE,LUG,GEAR OPERATOR W/MEM STOP,DI BODY,ALMN/BRNZ DISC,200 WOG,EPDM LINER,DBL DEAD END | 3323.82 | 23.892 | 1 | 697988698185 | 69798869818 | 3323.82
BFV425 | 71 | ML533E D S | ML533E | 6 | BUTTERFLY VALVE,LUG,GEAR OPERATOR W/MEM STOP,DI BODY,ALMN/BRNZ DISC,200 WOG,EPDM LINER,DBL DEAD END | 4411.1 | 32.866 | 1 | 697988698192 | 69798869819 | 4411.1
BFV425 | 71 | ML533E D U | ML533E | 8 | BUTTERFLY VALVE,LUG,GEAR OPERATOR W/MEM STOP,DI BODY,ALMN/BRNZ DISC,200 WOG,EPDM LINER,DBL DEAD END | 5908.97 | 49.2 | 1 | 697988698208 | 69798869820 | 5908.97
BFV425 | 71 | ML533E D W | ML533E | 10 | BUTTERFLY VALVE,LUG,GEAR W/MEMORY STOP,DI BODY,ALMN/BRNZ DISC,200 WOG,EPDM LINER | 7090.88 | 85.1 | 1 | 697988662810 | 69798866281 | 7090.88
BFV425 | 71 | ML533E DWJ | ML533E | 12 | BUTTERFLY VALVE,LUG,GEAR W/MEMORY STOP,DI BODY,ALMN/BRNZ DISC,200 WOG,EPDM LINER | 9413.38 | 106.176 | 1 | 697988659667 | 69798865966 | 9413.38
BFV425 | 72 | ML533E A14 | ML533E | 14 | BUTTERFLY VALVE,LUG,GEAR W/MEMORY STOP,DI BODY,ALMN/BRNZ DISC,150 WOG,EPDM LINER | 12982.6 | 176 | 1 | 697988511255 | 69798851125 | 12982.6
BFV425 | 72 | ML533E A16 | ML533E | 16 | BUTTERFLY VALVE,LUG,GEAR W/MEMORY STOP,DI BODY,ALMN/BRNZ DISC,150 WOG,EPDM LINER | 16600.28 | 252 | 1 | 697988511378 | 69798851137 | 16600.28
BFV425 | 77 | ML533E A18 | ML533E | 18 | BUTTERFLY VALVE,LUG,GEAR W/MEM STOP,DI BODY,ALMN/BRNZ DISC,200 WOG,EPDM LINER,NSF/ANSI 372 & 61 | 26385.68 | 0 | 1 | 697988767621 | 69798876762 | 26385.68
BFV425 | 71 | ML533E-A A S | ML533EA | 6 | BUTTERFLY VALVE,LUG,GEAR W/MEMORY STOP,DI BODY,ALMN/BRNZ DISC,200 WOG,EPDM LINER,EPOXY COATED BODY | 5240.05 | 31.8 | 1 | 697988378018 | 69798837801 | 5240.05
BFV425 | 71 | ML533E-A A U | ML533EA | 8 | BUTTERFLY VALVE,LUG,GEAR W/MEMORY STOP,DI BODY,ALMN/BRNZ DISC,200 WOG,EPDM LINER,EPOXY COATED BODY | 6828.11 | 56.832 | 1 | 697988378025 | 69798837802 | 6828.11
BFV425 | 71 | ML533E-A A W | ML533EA | 10 | BUTTERFLY VALVE,LUG,GEAR W/MEMORY STOP,DI BODY,ALMN/BRNZ DISC,200 WOG,EPDM LINER,EPOXY COATED BODY | 8207.11 | 78.554 | 1 | 697988377424 | 69798837742 | 8207.11
BFV425 | 71 | ML533E-A AWJ | ML533EA | 12 | BUTTERFLY VALVE,LUG,GEAR W/MEMORY STOP,DI BODY,ALMN/BRNZ DISC,200 WOG,EPDM LINER,EPOXY COATED BODY | 10948 | 106.176 | 1 | 697988377431 | 69798837743 | 10948
BFV425 | 71 | ML533E-A A14 | ML533EA | 14 | BUTTERFLY VALVE,LUG,GEAR W/MEMORY STOP,DI BODY,ALMN/BRNZ DISC,150 WOG,EPDM LINER,EPOXY COATED BODY | 14844.27 | 176 | 1 | 697988681491 | 69798868149 | 14844.27
BFV425 | 71 | ML533ES D N | ML533ES | 4 | BUTTERFLY VALVE,LUG,GEAR OPERATOR W/MEM STOP,DI BODY,SS DISC,200 WOG,EPDM LINER,DBL DEAD END | 3529 | 23.9 | 1 | 697988731745 | 69798873174 | 3529
BFV425 | 71 | ML533ES D U | ML533ES | 8 | BUTTERFLY VALVE,LUG,GEAR OPERATOR W/MEM STOP,DI BODY,SS DISC,200 WOG,EPDM LINER,DBL DEAD END | 6302.95 | 49.2 | 1 | 697988731738 | 69798873173 | 6302.95
BFV425 | 71 | ML533ES DWJ | ML533ES | 12 | BUTTERFLY VALVE,LUG,GEAR W/MEMORY STOP,DI BODY,SS DISC,200 WOG,EPDM LINER | 10595.13 | 106.3 | 1 | 697988731752 | 69798873175 | 10595.13
BFV425 | 72 | ML533ES A14 | ML533ES | 14 | BUTTERFLY VALVE,LUG,GEAR W/MEMORY STOP,DI BODY,ALMN/BRNZ DISC,150 WOG,EPDM LINER,316 SS STEM | 15354.32 | 176 | 1 | 697988365421 | 69798836542 | 15354.32
BFV425 | 71 | ML533H A N | ML533H | 4 | BUTTERFLY VALVE,LUG,GEAR W/MEMORY STOP,DI BODY,ALMN/BRNZ DISC,200 WOG,HYPALON LINER | 3693.18 | 24.05 | 1 | 697988373853 | 69798837385 | 3693.18
BFV425 | 71 | ML533H A R | ML533H | 5 | BUTTERFLY VALVE,LUG,GEAR W/MEMORY STOP,DI BODY,ALMN/BRNZ DISC,200 WOG,HYPALON LINER | 4538.35 | 25 | 1 | 697988396715 | 69798839671 | 4538.35
BFV425 | 71 | ML533H A U | ML533H | 8 | BUTTERFLY VALVE,LUG,GEAR OPERATOR W/MEM STOP,DI BODY,ALMN/BRNZ DISC,200 WOG,HYPALON LINER | 6943.12 | 49.15 | 1 | 697988716926 | 69798871692 | 6943.12
BFV425 | 71 | ML533H AWJ | ML533H | 12 | BUTTERFLY VALVE,LUG,GEAR W/MEMORY STOP,DI BODY,ALMN/BRNZ DISC,200 WOG,HYPALON LINER | 11186.13 | 113 | 1 | 697988396722 | 69798839672 | 11186.13
BFV425 | 71 | ML533V A N | ML533V | 4 | BUTTERFLY VALVE,LUG,GEAR W/MEMORY STOP,DI BODY,ALMN/BRNZ DISC,200 WOG,VITON LINER | 4522.06 | 22 | 1 | 697988585669 | 69798858566 | 4522.06
BFV425 | 71 | ML533V A R | ML533V | 5 | BUTTERFLY VALVE,LUG,GEAR W/MEMORY STOP,DI BODY,ALMN/BRNZ DISC,200 WOG,VITON LINER | 5785.81 | 24.814 | 1 | 697988579033 | 69798857903 | 5785.81
BFV425 | 71 | ML533V A S | ML533V | 6 | BUTTERFLY VALVE,LUG,GEAR W/MEMORY STOP,DI BODY,ALMN/BRNZ DISC,200 WOG,VITON LINER | 6200.24 | 30 | 1 | 697988577008 | 69798857700 | 6200.24
BFV425 | 71 | ML533V AWJ | ML533V | 12 | BUTTERFLY VALVE,LUG,GEAR W/MEMORY STOP,DI BODY,ALMN/BRNZ DISC,200 WOG,VITON LINER | 13943.67 | 110.398 | 1 | 697988586048 | 69798858604 | 13943.67
BFV425 | 70 | ML534E D J | ML534E | 2 | BUTTERFLY VALVE,LUG,GEAR OP/W MEM STOP,DI BODY,SS DISC,200 WOG,EPDM LINER,DOUBLE DEAD END | 3077.522 | 0 | 0 | 697988776388 | 69798877638 | 4308.531
BFV425 | 70 | ML534E D K | ML534E | 2 1/2 | BUTTERFLY VALVE,LUG,GEAR OP/W MEM STOP,DI BODY,SS DISC,200 WOG,EPDM LINER,DOUBLE DEAD END | 3077.522 | 0 | 0 | 697988776371 | 69798877637 | 4308.531
BFV425 | 71 | ML534E D L | ML534E | 3 | BUTTERFLY VALVE,LUG,GEAR OP/W MEM STOP,DI BODY,SS DISC,200 WOG,EPDM LINER,DOUBLE DEAD END | 3397.67 | 0 | 1 | 697988746756 | 69798874675 | 3397.67
BFV425 | 71 | ML534E D N | ML534E | 4 | BUTTERFLY VALVE,LUG,GEAR W/MEM STOP,DI BODY,SS DISC,200 WOG,EPDM LINER,DOUBLE DEAD END | 3906.52 | 23.58 | 1 | 697988746367 | 69798874636 | 3906.52
BFV425 | 71 | ML534E D R | ML534E | 5 | BUTTERFLY VALVE,LUG,GEAR W/MEMORY STOP,DI BODY,SS DISC,200 WOG,EPDM LINER | 4710.7 | 27.46 | 1 | 697988636989 | 69798863698 | 4710.7
BFV425 | 71 | ML534E D S | ML534E | 6 | BUTTERFLY VALVE,LUG,GEAR W/MEM STOP,DI BODY,SS DISC,200 WOG,EPDM LINER,DOUBLE DEAD END | 5125.3 | 0 | 1 | 697988746244 | 69798874624 | 5125.3
BFV425 | 71 | ML534E D U | ML534E | 8 | BUTTERFLY VALVE,LUG,GEAR W/MEMORY STOP,DI BODY,SS DISC,200 WOG,EPDM LINER | 7271.32 | 49.4 | 1 | 697988697447 | 69798869744 | 7271.32
BFV425 | 71 | ML534E D W | ML534E | 10 | BUTTERFLY VALVE,LUG,GEAR W/MEMORY STOP,DI BODY,SS DISC,200 WOG,EPDM LINER | 10373.55 | 74.3 | 1 | 697988697454 | 69798869745 | 10373.55
BFV425 | 71 | ML534E DWJ | ML534E | 12 | BUTTERFLY VALVE,LUG,GEAR W/MEMORY STOP,DI BODY,SS DISC,200 WOG,EPDM LINER | 13246.04 | 100.9 | 1 | 697988697461 | 69798869746 | 13246.04
BFV425 | 72 | ML534E A14 | ML534E | 14 | BUTTERFLY VALVE,LUG,GEAR OP W/MEM STOP,DI BODY,SS DISC,150 WOG,BUNA LINER | 14962.98 | 171 | 1 | 697988377011 | 69798837701 | 14962.98
BFV425 | 72 | ML534E A18 | ML534E | 18 | BUTTERFLY VALVE,LUG,GEAR OPERATOR W/MEMORY STOP,DI BODY,SS DISC,150 WOG,EPDM LINER | 26978.03 | 2587.985 | 1 | 697988377035 | 69798837703 | 26978.03
BFV425 | 71 | ML534E-A A K | ML534EA | 2 1/2 | BUTTERFLY VALVE,LUG,GEAR OP W/MEM STOP,DI BODY,SS DISC,200 WOG,EPDM LINER,EPOXY CTD,DOUBLE DEAD END | 3545.36 | 0 | 1 | 697988771925 | 69798877192 | 4963.504
BFV425 | 71 | ML534E-A A L | ML534EA | 3 | BUTTERFLY VALVE,LUG,GEAR OP/W MEM STOP,DI BODY,SS DISC,200 WOG,EPDM LINER,EPOXY CTD, DOUBLE DEAD END | 3980.396 | 0 | 1 | 697988771918 | 69798877191 | 5572.554
BFV425 | 71 | ML534E-A A N | ML534EA | 4 | BUTTERFLY VALVE,LUG,GEAR W/MEM STOP,DI BODY,SS DISC,200 WOG,EPDM LINER,EPOXY CTD, DOUBLE DEAD END | 4530.148 | 0 | 1 | 697988771901 | 69798877190 | 6342.207
BFV425 | 71 | ML534E-A A S | ML534EA | 6 | BUTTERFLY VALVE,LUG,GEAR W/MEM STOP,DI BODY,SS DISC,200 WOG,EPDM LINER,EPOXY CTD,DOUBLE DEAD END | 5954.242 | 0 | 1 | 697988771895 | 69798877189 | 8335.939
BFV425 | 71 | ML534V-A A S | ML534VA | 6 | BUTTERFLY VALVE,LUG,GEAR W/MEMORY STOP,DI BODY,SS DISC,200 WOG,VITON LINER,EPOXY COATED BODY | 7743.27 | 60.8 | 1 | 697988664012 | 69798866401 | 7743.27
BFV425 | 70 | ML922B D S | ML922B | 6 | BUTTERFLY VALVE,LUG,GEAR OP W/LOCK,CI BODY,NICKEL PLTD DI IRON DISC,200 WOG,BUNA LINER,DBL DEAD END | 3668.66 | 0 | 1 | 697988728967 | 69798872896 | 3668.66
BFV425 | 70 | ML922B D U | ML922B | 8 | BUTTERFLY VALVE,LUG,GEAR OP W/LOCKOUT CI BD,NICKEL PLTD DI IRON DISC,200 WOG,BUNA LINER,DBL DEAD END | 4661.63 | 60 | 1 | 697988728776 | 69798872877 | 4661.63
BFV425 | 70 | ML922B D W | ML922B | 10 | BUTTERFLY VALVE,LUG,GEAR OP W/LOCKOUT CI BD,NICKEL PLTD DI IRON DISC,200 WOG,BUNA LINER,DBL DEAD END | 5810.61 | 76 | 1 | 697988728769 | 69798872876 | 5810.61
BFV425 | 70 | ML922B DWJ | ML922B | 12 | BUTTERFLY VALVE,LUG,GEAR OP W/LOCKOUT CI BD,NICKEL PLTD DI IRON DISC,200 WOG,BUNA LINER,DBL DEAD END | 7090.88 | 111 | 1 | 697988728752 | 69798872875 | 7090.88
BFV425 | 70 | ML923B D L | ML923B | 3 | BUTTERFLY VALVE,LUG,GEAR OPERATOR W/LCKOUT,CI BODY,ALMN/BRNZ DISC,200 WOG,BUNA LINER,DOUBLE DEAD END | 2601.63 | 19.5 | 1 | 697988745599 | 69798874559 | 2601.63
BFV425 | 70 | ML923B D N | ML923B | 4 | BUTTERFLY VALVE,LUG,GEAR W/LOCKOUT,CI BODY,ALMN/BRNZ DISC,200 WOG,BUNA LINER,DOUBLE DEAD END | 2987.39 | 25.2 | 1 | 697988745605 | 69798874560 | 2987.39
BFV425 | 70 | ML923B D S | ML923B | 6 | BUTTERFLY VALVE,LUG,GEAR W/LOCKOUT,CI BODY,ALMN/BRNZ DISC,200 WOG,BUNA LINER,DOUBLE DEAD END | 3914.71 | 34.5 | 1 | 697988745537 | 69798874553 | 3914.71
BFV425 | 70 | ML923B D U | ML923B | 8 | BUTTERFLY VALVE,LUG,GEAR W/LOCKOUT,CI BODY,ALMN/BRNZ DISC,200 WOG,BUNA LINER,DOUBLE DEAD END | 5244.34 | 58.05 | 1 | 697988745612 | 69798874561 | 5244.34
BFV425 | 70 | ML923B D W | ML923B | 10 | BUTTERFLY VALVE,LUG,GEAR W/LOCKOUT,CI BODY,ALMN/BRNZ DISC,200 WOG,BUNA LINER,DOUBLE DEAD END | 6352.26 | 0 | 1 | 697988745544 | 69798874554 | 6352.26
BFV425 | 70 | ML923B DWJ | ML923B | 12 | BUTTERFLY VALVE,LUG,GEAR W/LOCKOUT,CI BODY,ALMN/BRNZ DISC,200 WOG,BUNA LINER,DOUBLE DEAD END | 8568.22 | 0 | 1 | 697988745551 | 69798874555 | 8568.22
BFV425 | 77 | ML923B A14 | ML923B | 14 | BUTTERFLY VALVE,LUG,GEAR OPERATOR W/LOCKOUT,CI BODY,ALMN/BRNZ DISC,150 WOG,BUNA LINER | 11227.23 | 190 | 1 | 697988745575 | 69798874557 | 11227.23
BFV425 | 77 | ML923B A16 | ML923B | 16 | BUTTERFLY VALVE,LUG,GEAR OPERATOR W/LOCKOUT,CI BODY,ALMN/BRNZ DISC,150 WOG,BUNA LINER | 16217.08 | 0 | 1 | 697988745582 | 69798874558 | 16217.08
BFV425 | 77 | ML923B A20 | ML923B | 20 | BUTTERFLY VALVE,LUG,GEAR OPERATOR WITH LOCKOUT,CI BODY,ALMN/BRNZ DISC,150 WOG,BUNA LINER | 25285.7 | 412 | 1 | 697988697188 | 69798869718 | 25285.7
BFV425 | 77 | ML923B A24 | ML923B | 24 | BUTTERFLY VALVE,LUG,GEAR W/LOCKOUT,CI BODY,ALMN/BRNZ DISC,150 WOG,BUNA LINER | 44933.3 | 0 | 1 | 697988745520 | 69798874552 | 44933.3
BFV425 | 77 | ML923B-A A16 | ML923BA | 16 | BUTTERFLY VALVE,LUG,GEAR W/LOCKOUT,CI BODY,ALMN/BRNZ DISC,150 WOG,BUNA LINER,EPOXY COATED BODY | 18078.75 | 237 | 1 | 697988696853 | 69798869685 | 18078.75
BFV425 | 77 | ML923BS A14 | ML923BS | 14 | BUTTERFLY VALVE,LUG,GEAR W/LOCKOUT,CI BODY,ALMN/BRNZ DISC,150 WOG,BUNA LINER,316 SS STEM | 13598.96 | 191 | 1 | 697988588257 | 69798858825 | 13598.96
BFV425 | 77 | ML923BS A16 | ML923BS | 16 | BUTTERFLY VALVE,LUG,GEAR W/LOCKOUT,CI BODY,ALMN/BRNZ DISC,150 WOG,BUNA LINER,316 SS STEM | 18835.12 | 253 | 1 | 697988588264 | 69798858826 | 18835.12
BFV425 | 77 | ML923BS A18 | ML923BS | 18 | BUTTERFLY VALVE,LUG,GEAR W/LOCKOUT,CI BODY,ALMN/BRNZ DISC,150 WOG,BUNA LINER,316 SS STEM | 24038.24 | 326 | 1 | 697988588271 | 69798858827 | 24038.24
BFV425 | 70 | ML923E D S | ML923E | 6 | BUTTERFLY VALVE,LUG,GEAR W/LOCKOUT,CI BODY,ALMN/BRNZ DISC,200 WOG,EPDM LINER,DOUBLE DEAD END | 3914.71 | 0 | 1 | 697988746800 | 69798874680 | 3914.71
BFV425 | 77 | ML923E A14 | ML923E | 14 | BUTTERFLY VALVE,LUG,GEAR W/LOCKOUT,CI BODY,ALMN/BRNZ DISC,150 WOG,EPDM LINER | 11227.23 | 191 | 1 | 697988592308 | 69798859230 | 11227.23
BFV425 | 77 | ML923E A16 | ML923E | 16 | BUTTERFLY VALVE,LUG,GEAR W/LOCKOUT,CI BODY,ALMN/BRNZ DISC,150 WOG,EPDM LINER | 16217.02 | 237 | 1 | 697988610408 | 69798861040 | 16217.02
BFV425 | 77 | ML923E A18 | ML923E | 18 | BUTTERFLY VALVE,LUG,GEAR W/LOCKOUT,CI BODY,ALMN/BRNZ DISC,150 WOG,EPDM LINER | 19983.936 | 334 | 1 | 697988610415 | 69798861041 | 27977.51
BFV425 | 77 | ML923E A20 | ML923E | 20 | BUTTERFLY VALVE,LUG,GEAR W/LOCKOUT,CI BODY,ALMN/BRNZ DISC,150 WOG,EPDM LINER | 25285.7 | 412 | 1 | 697988612815 | 69798861281 | 25285.7
BFV425 | 70 | ML923ES D L | ML923ES | 3 | BUTTERFLY VALVE,LUG,GEAR OP W/LOCKOUT,SS BODY,ALMN/BRNZ DISC,200 WOG,EPDM LINER,DOUBLE DEAD END | 2774.03 | 0 | 1 | 697988759169 | 69798875916 | 2774.03
BFV425 | 70 | ML923V A N | ML923V | 4 | BUTTERFLY VALVE,LUG,GEAR W/LOCKOUT,CI BODY,ALMN/BRNZ DISC,200 WOG,VITON LINER | 4185.63 | 13 | 1 | 697988666009 | 69798866600 | 4185.63
BFV425 | 70 | ML924E D U | ML924E | 8 | BUTTERFLY VALVE,LUG,GEAR W/LOCKOUT,CI BODY,SS DISC,200 WOG,EPDM LINER | 6606.73 | 59.72 | 1 | 697988646865 | 69798864686 | 6606.73
BFV425 | 70 | ML924E-A A S | ML924EA | 6 | BUTTERFLY VALVE,LUG,GEAR W/LOCKOUT,CI BODY,SS DISC,200 WOG,EPDM LINER,EPOXY COATED BODY | 5457.68 | 35.32 | 1 | 697988644335 | 69798864433 | 5457.68
BFV425 | 70 | ML924E-A A U | ML924EA | 8 | BUTTERFLY VALVE,LUG,GEAR W/LOCKOUT,CI BODY,SS DISC,200 WOG,EPDM LINER,EPOXY COATED BODY | 7525.8 | 59.77 | 1 | 697988650497 | 69798865049 | 7525.8
BFV425 | 70 | ML924E-A A W | ML924EA | 10 | BUTTERFLY VALVE,LUG,GEAR W/LOCKOUT,CI BODY,SS DISC,200 WOG,EPDM LINER,EPOXY COATED BODY | 10742.94 | 82.03 | 1 | 697988648197 | 69798864819 | 10742.94
BFV425 | 70 | ML924E-A AWJ | ML924EA | 12 | BUTTERFLY VALVE,LUG,GEAR W/LOCKOUT,CI BODY,SS DISC,200 WOG,EPDM LINER,EPOXY COATED BODY | 13943.6 | 121 | 1 | 697988645561 | 69798864556 | 13943.6
BFV425 | 70 | ML924V A S | ML924E | 6 | BUTTERFLY VALVE,LUG,GEAR OPERATOR W/LOCKOUT,CI BODY,316 SS DISC,200 WOG,VITON LINER | 6417.93 | 0 | 1 | 697988759183 | 69798875918 | 6417.93
BFV425 | 70 | ML924V A U | ML924E | 8 | BUTTERFLY VALVE,LUG,GEAR OPERATOR W/LOCKOUT,CI BODY,316 SS DISC,200 WOG,VITON LINER | 9733.65 | 0 | 1 | 697988759190 | 69798875919 | 9733.65
BFV425 | 70 | ML924V A W | ML924E | 10 | BUTTERFLY VALVE,LUG,GEAR OPERATOR WITH LOCKOUT,CI BODY,316 SS DISC,200 WOG,VITON LINER | 13270.76 | 0 | 1 | 697988759206 | 69798875920 | 13270.76
BFV425 | 70 | ML924V AWJ | ML924E | 12 | BUTTERFLY VALVE,LUG,GEAR OPERATOR WITH LOCKOUT,CI BODY,316 SS DISC,200 WOG,VITON LINER | 16939.34 | 0 | 1 | 697988759213 | 69798875921 | 16939.34
BFV425 | 72 | ML932B A24 | ML932B | 24 | BUTTERFLY VALVE,LUG,GEAR W/LOCKOUT,DI BODY,NICKEL PLTD DI DISC,150 WOG,BUNA LINER | 36466.22 | 693 | 1 | 697988644946 | 69798864494 | 36466.22
BFV425 | 72 | ML932E A18 | ML932E | 18 | BUTTERFLY VALVE,LUG,GEAR W/LOCKOUT,DI BODY,NICKEL PLTD DI DISC,150 WOG,EPDM LINER | 16717.13 | 334 | 1 | 697988607279 | 69798860727 | 16717.13
BFV425 | 71 | ML933B D U | ML933B | 8 | BUTTERFLY VALVE,LUG,GEAR W/LOCKOUT,DI BODY,ALMN/BRNZ DI DISC,200 WOG,BUNA LINER | 5515.21 | 56.774 | 1 | 697988665392 | 69798866539 | 5515.21
BFV425 | 71 | ML933E D J | ML933E | 2 | BUTTERFLY VALVE,LUG,GEAR W/LOCKOUT,DI BODY,ALMN/BRNZ DISC,200 WOG,EPDM LINER,DDE,NSF/ANSI 372 & 61 | 2626.21 | 0 | 1 | 697988759930 | 69798875993 | 2626.21
BFV425 | 71 | ML933E D K | ML933E | 2 1/2 | BUTTERFLY VALVE,LUG,GEAR W/LOCKOUT,DI BODY,ALMN/BRNZ DISC,200 WOG,EPDM LINER,DDE,NSF/ANSI 372 & 61 | 2626.21 | 0 | 1 | 697988759947 | 69798875994 | 2626.21
BFV425 | 71 | ML933E D L | ML933E | 3 | BUTTERFLY VALVE,LUG,GEAR W/LOCKOUT,DI BODY,ALMN/BRNZ DISC,200 WOG,EPDM LINER,DDE,NSF/ANSI 372 & 61 | 2741.1 | 0 | 1 | 697988759954 | 69798875995 | 2741.1
BFV425 | 71 | ML933E D N | ML933E | 4 | BUTTERFLY VALVE,LUG,GEAR W/LOCKOUT,DI BODY,ALMN/BRNZ DISC,200 WOG,EPDM LINER,DDE,NSF/ANSI 372 & 61 | 3159.74 | 0 | 1 | 697988759961 | 69798875996 | 3159.74
BFV425 | 71 | ML933E D S | ML933E | 6 | BUTTERFLY VALVE,LUG,GEAR W/LOCKOUT,DI BODY,ALMN/BRNZ DISC,200 WOG,EPDM LINER,DDE,NSF/ANSI 372 & 61 | 4161.04 | 0 | 1 | 697988759817 | 69798875981 | 4161.04
BFV425 | 71 | ML933E D U | ML933E | 8 | BUTTERFLY VALVE,LUG,GEAR W/LOCKOUT,DI BODY,ALMN/BRNZ DI DISC,200 WOG,EPDM LINER,DOUBLE DEAD END | 5515.21 | 56.774 | 1 | 697988663602 | 69798866360 | 5515.21
BFV425 | 71 | ML933E D W | ML933E | 10 | BUTTERFLY VALVE,LUG,GEAR W/LOCKOUT,DI BODY,ALMN/BRNZ DI DISC,200 WOG,EPDM LINER,DOUBLE DEAD END | 6696.99 | 78.554 | 1 | 697988663596 | 69798866359 | 6696.99
BFV425 | 71 | ML933E DWJ | ML933E | 12 | BUTTERFLY VALVE,LUG,GEAR W/LCKOUT,DI BODY,ALMN/BRNZ DISC,200 WOG,EPDM LINER,DDE,NSF/ANSI 372 & 61 | 9019.43 | 111.4 | 1 | 697988732261 | 69798873226 | 9019.43
BFV425 | 72 | ML933E A14 | ML933E | 14 | BUTTERFLY VALVE,LUG,GEAR W/LOCKOUT,DI BODY,ALMN/BRNZ DI DISC,150 WOG,EPDM LINER | 11289.42 | 176 | 1 | 697988663619 | 69798866361 | 11289.42
BFV425 | 72 | ML933E A16 | ML933E | 16 | BUTTERFLY VALVE,LUG,GEAR WITH LOCKOUT,DI BODY,ALMN/BRNZ DISC,200 WOG,EPDM LINER,NSF/ANSI 372 & 61 | 16287.23 | 241 | 1 | 697988741744 | 69798874174 | 16287.23
BFV425 | 72 | ML933E A18 | ML933E | 18 | BUTTERFLY VALVE,LUG,GEAR WITH LOCKOUT,DI BODY,ALMN/BRNZ DISC,200 WOG,EPDM LINER,NSF/ANSI 372 & 61 | 20256.866 | 0 | 1 | 697988774865 | 69798877486 | 28359.612
BFV425 | 72 | ML933E A20 | ML933E | 20 | BUTTERFLY VALVE,LUG,GEAR W/LOCKOUT,DI BODY,ALMN/BRNZ DI DISC,150 WOG,EPDM LINER | 25402.66 | 413 | 1 | 697988663626 | 69798866362 | 25402.66
BFV425 | 72 | ML933E A24 | ML933E | 24 | BUTTERFLY VALVE,LUG,GEAR W/LOCKOUT,DI BODY,ALMN/BRNZ DISC,200 WOG,EPDM LINER,NSF/ANSI 372 & 61 | 45432.37 | 0 | 1 | 697988740631 | 69798874063 | 45432.37
BFV425 | 71 | ML933E-A A S | ML933EA | 6 | BUTTERFLY VALVE,LUG,GEAR OP W/LOCK,DI BODY,ALMN/BRNZ DISC,200 WOG,EPDM LINER,NSF/ANSI 372 & 61,EPOXY | 4989.87 | 34.5 | 1 | 697988730151 | 69798873015 | 4989.87
BFV425 | 71 | ML933E-A A U | ML933EA | 8 | BUTTERFLY VALVE,LUG,GEAR OP W/LOCK,DI BODY,ALMN/BRNZ DISC,200 WOG,EPDM LINER,NSF/ANSI 372 & 61,EPOXY | 6434.33 | 58.05 | 1 | 697988730168 | 69798873016 | 6434.33
BFV425 | 71 | ML933E-A A W | ML933EA | 10 | BUTTERFLY VALVE,LUG,GEAR OP W/LOCK,DI BODY,ALMN/BRNZ DISC,200 WOG,EPDM LINER,NSF/ANSI 372 & 61,EPOXY | 7813.16 | 78.6 | 1 | 697988730175 | 69798873017 | 7813.16
BFV425 | 71 | ML933E-A AWJ | ML933EA | 12 | BUTTERFLY VALVE,LUG,GEAR OP W/LOCK,DI BODY,ALMN/BRNZ DISC,200 WOG,EPDM LINER,NSF/ANSI 372 & 61,EPOXY | 10554.11 | 111.4 | 1 | 697988730182 | 69798873018 | 10554.11
BFV425 | 72 | ML933E-A A14 | ML933EA | 14 | BUTTERFLY VALVE,LUG,GEAR W/LOCKOUT,DI BODY,ALMN/BRNZ DI DISC,150 WOG,EPDM LINER,EPOXY COATED | 13151.17 | 0 | 1 | 697988733732 | 69798873373 | 13151.17
BFV425 | 72 | ML933E-A A20 | ML933EA | 20 | BUTTERFLY VALVE,LUG,GEAR OP W/LOCK,DI BODY,ALMN/BRNZ DISC,200 WOG,EPDM LINER,NSF/ANSI 372 & 61,EPOXY | 27264.36 | 42.1 | 1 | 697988731332 | 69798873133 | 27264.36
BFV425 | 70 | ML933ES D L | ML933ES | 3 | BUTTERFLY VALVE,LUG,GEAR W/LO,DI BODY,ALMN/BRNZ DISC,200 WOG,316 SS DISC,EPDM,DDE,NSF/ANSI 372 & 61 | 2913.47 | 0 | 1 | 697988763951 | 69798876395 | 2913.47
BFV425 | 70 | ML933ES D N | ML933ES | 4 | BUTTERFLY VALVE,LUG,GEAR OP W/LOCKOUT,DI BODY,ALMN/BRNZ DISC,200 WOG,EPDM LNR,316 SS STM,DDE | 3845.65 | 0 | 1 | 697988767072 | 69798876707 | 3845.65
BFV425 | 71 | ML933ES D S | ML933ES | 6 | BUTTERFLY VALVE,LUG,GEAR OP W/LOCKOUT,DI BODY,ALMN/BRNZ DISC,200 WOG,EPDM LNR,316 SS STM,DDE | 4440.07 | 34.44 | 1 | 697988766112 | 69798876611 | 4440.07
BFV425 | 71 | ML933ES D W | ML933ES | 10 | BUTTERFLY VALVE,LUG,GEAR OP W/LOCKOUT,DI BODY,ALMN/BRNZ DISC,200 WOG,EPDM LNR,316 SS STM,DDE | 7452.07 | 84.62 | 1 | 697988765900 | 69798876590 | 7452.07
BFV425 | 71 | ML934B D S | ML934B | 6 | BUTTERFLY VALVE,LUG,GEAR OPERATOR W/PAD LOCK,DI BODY,SS DISC,200 WOG,BUNA LINER,DOUBLE DEAD END | 4875.02 | 34.9 | 1 | 697988722668 | 69798872266 | 4875.02
BFV425 | 71 | ML934B D U | ML934B | 8 | BUTTERFLY VALVE,LUG,GEAR OPERATOR W/PAD LOCK,DI BODY,SS DISC,200 WOG,BUNA LINER,DOUBLE DEAD END | 6869.17 | 59.1 | 1 | 697988722675 | 69798872267 | 6869.17
BFV425 | 71 | ML934B D W | ML934B | 10 | BUTTERFLY VALVE,LUG,GEAR OPERATOR W/PAD LOCK,DI BODY,SS DISC,200 WOG,BUNA LINER,DOUBLE DEAD END | 9971.56 | 73.7 | 1 | 697988722682 | 69798872268 | 9971.56
BFV425 | 71 | ML934B DWJ | ML934B | 12 | BUTTERFLY VALVE,LUG,GEAR OPERATOR W/LOCKOUT,DI BODY,SS DISC,200 WOG,BUNA LINER,DOUBLE DEAD END | 12852.19 | 107.3 | 1 | 697988745674 | 69798874567 | 12852.19
BFV425 | 72 | ML934B A14 | ML934B | 14 | BUTTERFLY VALVE,LUG,GEAR OPERATOR W/LOCKOUT,DI BODY,SS DISC,150 WOG,BUNA LINER | 13277.75 | 191 | 1 | 697988745650 | 69798874565 | 13277.75
BFV425 | 72 | ML934B A20 | ML934B | 20 | BUTTERFLY VALVE,LUG,GEAR OPERATOR W/LOCKOUT,DI BODY,SS DISC,150 WOG,BUNA LINER | 34033.51 | 417 | 1 | 697988745667 | 69798874566 | 34033.51
BFV425 | 71 | ML934E D N | ML934E | 4 | BUTTERFLY VALVE,LUG,GEAR OPERATOR W/LOCKOUT,DI BODY,SS DISC,200 WOG,EPDM LINER,DOUBLE DEAD END | 3742.48 | 0 | 1 | 697988746619 | 69798874661 | 3742.48
BFV425 | 71 | ML934E D S | ML934E | 6 | BUTTERFLY VALVE,LUG,GEAR OPERATOR W/LOCKOUT,DI BODY,SS DISC,200 WOG,EPDM LINER,DOUBLE DEAD END | 5571.46 | 0 | 1 | 697988767515 | 69798876751 | 5571.46
BFV425 | 71 | ML934E D U | ML934E | 8 | BUTTERFLY VALVE,LUG,GEAR W/LOCKOUT,DI BODY,SS DISC,200 WOG,EPDM LINER,DOUBLE DEAD END | 6869.2 | 59.75 | 1 | 697988745445 | 69798874544 | 6869.2
BFV425 | 71 | ML934E D W | ML934E | 10 | BUTTERFLY VALVE,LUG,GEAR OPERATOR W/LOCKOUT,DI BODY,SS DISC,200 WOG,EPDM LINER,DOUBLE DEAD END | 9971.52 | 0 | 1 | 697988765559 | 69798876555 | 9971.52
BFV425 | 72 | ML934E A14 | ML934E | 14 | BUTTERFLY VALVE,LUG,GEAR OPERATOR W/LOCK OUT,DI BODY,SS DISC,150 WOG,EPDM LINER | 13277.75 | 0 | 1 | 697988765566 | 69798876556 | 13277.75
BFV425 | 72 | ML934E A16 | ML934E | 16 | BUTTERFLY VALVE,LUG,GEAR OPERATOR W/LOCK OUT,DI BODY,SS DISC,150 WOG,EPDM LINER | 18774.4 | 0 | 1 | 697988765573 | 69798876557 | 18774.4
BFV425 | 72 | ML934E A18 | ML934E | 18 | BUTTERFLY VALVE,LUG,GEAR OPERATOR W/LOCKOUT,DI BODY,SS DISC,150 WOG,EPDM LINER | 24147.35 | 0 | 1 | 697988765580 | 69798876558 | 24147.35
BFV425 | 72 | ML934E A20 | ML934E | 18 | BUTTERFLY VALVE,LUG,GEAR OPERATOR W/LOCKOUT,DI BODY,SS DISC,150 WOG,EPDM LINER | 34033.54 | 0 | 1 | 697988765597 | 69798876559 | 34033.54
BFV425 | 72 | ML934E A24 | ML934E | 24 | BUTTERFLY VALVE,LUG,GEAR OPERATOR W/LOCKOUT,DI BODY,SS DISC,150 WOG,EPDM LINER | 51989.16 | 650 | 1 | 697988703735 | 69798870373 | 51989.16
BFV425 | 71 | ML934V A N | ML934V | 4 | BUTTERFLY VALVE,LUG,GEAR W/LOCKOUT,DI BODY,SS DISC,200 WOG,VITON LINER | 4940.78 | 13 | 1 | 697988710092 | 69798871009 | 4940.78
BFV425 | 71 | ML934V A S | ML934V | 6 | BUTTERFLY VALVE,LUG,GEAR W/LOCKOUT,DI BODY,SS DISC,200 WOG,VITON LINER | 6664.18 | 13 | 1 | 697988710108 | 69798871010 | 6664.18
BFV425 | 71 | ML937E A S | ML937E | 6 | BUTTERFLY VALVE,LUG,GEAR OPERATOR W/LOCKOUT,DI BODY,NYLON CTD DI DISC,200 WOG,EPDM LINER | 4821.02 | 0 | 1 | 697988769106 | 69798876910 | 4821.02
BFV425 | 70 | MW122B A J | MW122B | 2 | BUTTERFLY VALVE,WAFER,BARE STEM,CI BODY,NCKL PLTD DI DISC,200 WOG,BUNA LINER | 763.27 | 6.18 | 1 | 697988142756 | 69798814275 | 763.27
BFV425 | 70 | MW122B A K | MW122B | 2 1/2 | BUTTERFLY VALVE,WAFER,BARE STEM,CI BODY,NCKL PLTD DI DISC,200 WOG,BUNA LINER | 763.27 | 7.798 | 1 | 697988142763 | 69798814276 | 763.27
BFV425 | 70 | MW122B A L | MW122B | 3 | BUTTERFLY VALVE,WAFER,BARE STEM,CI BODY,NCKL PLTD DI DISC,200 WOG,BUNA LINER | 828.87 | 7.846 | 1 | 697988142770 | 69798814277 | 828.87
BFV425 | 70 | MW122B A N | MW122B | 4 | BUTTERFLY VALVE,WAFER,BARE STEM,CI BODY,NCKL PLTD DI DISC,200 WOG,BUNA LINER | 1017.67 | 10.658 | 1 | 697988142787 | 69798814278 | 1017.67
BFV425 | 70 | MW122B A R | MW122B | 5 | BUTTERFLY VALVE,WAFER,BARE STEM,CI BODY,NCKL PLTD DI DISC,200 WOG,BUNA LINER | 1419.81 | 15 | 1 | 697988142794 | 69798814279 | 1419.81
BFV425 | 70 | MW122B A S | MW122B | 6 | BUTTERFLY VALVE,WAFER,BARE STEM,CI BODY,NCKL PLTD DI DISC,200 WOG,BUNA LINER | 1805.58 | 18.074 | 1 | 697988142800 | 69798814280 | 1805.58
BFV425 | 70 | MW122B A U | MW122B | 8 | BUTTERFLY VALVE,WAFER,BARE STEM,CI BODY,NCKL PLTD DI DISC,200 WOG,BUNA LINER | 2486.76 | 39.25 | 1 | 697988142817 | 69798814281 | 2486.76
BFV425 | 70 | MW122B A W | MW122B | 10 | BUTTERFLY VALVE,WAFER,BARE STEM,CI BODY,NCKL PLTD DI DISC,200 WOG,BUNA LINER | 3586.38 | 46.24 | 1 | 697988142824 | 69798814282 | 3586.38
BFV425 | 70 | MW122B AWJ | MW122B | 12 | BUTTERFLY VALVE,WAFER,BARE STEM,CI BODY,NCKL PLTD DI DISC,200 WOG,BUNA LINER | 4842.08 | 73.98 | 1 | 697988142831 | 69798814283 | 4842.08
BFV425 | 77 | MW122B A14 | MW122B | 14 | BUTTERFLY VALVE,WAFER,BARE STEM,CI BODY,NCKL PLTD DI DISC,150 WOG,BUNA LINER | 7211.85 | 160 | 1 | 697988142848 | 69798814284 | 7211.85
BFV425 | 77 | MW122B A16 | MW122B | 16 | BUTTERFLY VALVE,WAFER,BARE STEM,CI BODY,NCKL PLTD DI DISC,150 WOG,BUNA LINER | 10135.57 | 210 | 1 | 697988142855 | 69798814285 | 10135.57
BFV425 | 77 | MW122B A18 | MW122B | 18 | BUTTERFLY VALVE,WAFER,BARE STEM,CI BODY,NCKL PLTD DI DISC,150 WOG,BUNA LINER | 12864.5 | 260 | 1 | 697988142862 | 69798814286 | 12864.5
BFV425 | 77 | MW122B A20 | MW122B | 20 | BUTTERFLY VALVE,WAFER,BARE STEM,CI BODY,NCKL PLTD DI DISC,150 WOG,BUNA LINER | 16762.8 | 340 | 1 | 697988142879 | 69798814287 | 16762.8
BFV425 | 77 | MW122B A24 | MW122B | 24 | BUTTERFLY VALVE,WAFER,BARE STEM,CI BODY,NCKL PLTD DI DISC,150 WOG,BUNA LINER | 27054.4 | 590 | 1 | 697988324510 | 69798832451 | 27054.4
BFV425 | 70 | MW122B-A A S | MW122BA | 6 | BUTTERFLY VALVE,WAFER,BARE STEM,CI BODY,NCKL PLTD DI DISC,200 WOG,BUNA LINER,EPOXY COATED | 2634.46 | 18.07 | 1 | 697988705678 | 69798870567 | 2634.46
BFV425 | 70 | MW122E A J | MW122E | 2 | BUTTERFLY VALVE,WAFER,BARE STEM,CI BODY,NCKL PLTD DI DISC,200 WOG,EPDM LINER | 763.27 | 6.3 | 1 | 697988143098 | 69798814309 | 763.27
BFV425 | 70 | MW122E A K | MW122E | 2 1/2 | BUTTERFLY VALVE,WAFER,BARE STEM,CI BODY,NCKL PLTD DI DISC,200 WOG,EPDM LINER | 763.27 | 8.1 | 1 | 697988143104 | 69798814310 | 763.27
BFV425 | 70 | MW122E A L | MW122E | 3 | BUTTERFLY VALVE,WAFER,BARE STEM,CI BODY,NCKL PLTD DI DISC,200 WOG,EPDM LINER | 828.87 | 7.868 | 1 | 697988143111 | 69798814311 | 828.87
BFV425 | 70 | MW122E A N | MW122E | 4 | BUTTERFLY VALVE,WAFER,BARE STEM,CI BODY,NCKL PLTD DI DISC,200 WOG,EPDM LINER | 1017.67 | 10.54 | 1 | 697988143128 | 69798814312 | 1017.67
BFV425 | 70 | MW122E A R | MW122E | 5 | BUTTERFLY VALVE,WAFER,BARE STEM,CI BODY,NCKL PLTD DI DISC,200 WOG,EPDM LINER | 1419.81 | 14.95 | 1 | 697988143135 | 69798814313 | 1419.81
BFV425 | 70 | MW122E A S | MW122E | 6 | BUTTERFLY VALVE,WAFER,BARE STEM,CI BODY,NCKL PLTD DI DISC,200 WOG,EPDM LINER | 1805.58 | 18.9 | 1 | 697988143142 | 69798814314 | 1805.58
BFV425 | 70 | MW122E A U | MW122E | 8 | BUTTERFLY VALVE,WAFER,BARE STEM,CI BODY,NCKL PLTD DI DISC,200 WOG,EPDM LINER | 2486.76 | 30.254 | 1 | 697988143159 | 69798814315 | 2486.76
BFV425 | 70 | MW122E A W | MW122E | 10 | BUTTERFLY VALVE,WAFER,BARE STEM,CI BODY,NCKL PLTD DI DISC,200 WOG,EPDM LINER | 3586.38 | 46.48 | 1 | 697988143166 | 69798814316 | 3586.38
BFV425 | 70 | MW122E AWJ | MW122E | 12 | BUTTERFLY VALVE,WAFER,BARE STEM,CI BODY,NCKL PLTD DI DISC,200 WOG,EPDM LINER | 4842.08 | 76.45 | 1 | 697988143173 | 69798814317 | 4842.08
BFV425 | 77 | MW122E A14 | MW122E | 14 | BUTTERFLY VALVE,WAFER,BARE STEM,CI BODY,NCKL PLTD DI DISC,150 WOG,EPDM LINER | 7211.85 | 160 | 1 | 697988143180 | 69798814318 | 7211.85
BFV425 | 77 | MW122E A16 | MW122E | 16 | BUTTERFLY VALVE,WAFER,BARE STEM,CI BODY,NCKL PLTD DI DISC,150 WOG,EPDM LINER | 10135.57 | 210 | 1 | 697988143197 | 69798814319 | 10135.57
BFV425 | 77 | MW122E A18 | MW122E | 18 | BUTTERFLY VALVE,WAFER,BARE STEM,CI BODY,NCKL PLTD DI DISC,150 WOG,EPDM LINER | 12864.5 | 300 | 1 | 697988668652 | 69798866865 | 12864.5
BFV425 | 77 | MW122E A20 | MW122E | 20 | BUTTERFLY VALVE,WAFER,BARE STEM,CI BODY,NCKL PLTD DI DISC,150 WOG,EPDM LINER | 16762.8 | 340 | 1 | 697988348295 | 69798834829 | 16762.8
BFV425 | 77 | MW122E A24 | MW122E | 24 | BUTTERFLY VALVE,WAFER,BARE STEM,CI BODY,NCKL PLTD DI DISC,150 WOG,EPDM LINER | 27054.4 | 590 | 1 | 697988143203 | 69798814320 | 27054.4
BFV425 | 70 | MW122E-A A N | MW122EA | 4 | BUTTERFLY VALVE,WAFER,BARE STEM,CI BODY,NCKL PLTD DI DISC,200 WOG,EPDM LINER,EPOXY CTD BODY | 1641.22 | 11.6 | 1 | 697988619432 | 69798861943 | 1641.22
BFV425 | 70 | MW122H A W | MW122H | 10 | BUTTERFLY VALVE,WAFER,BARE STEM,CI BODY,NCKL PLTD DI DISC,200 WOG,HYPALON LINER | 4735.4 | 46.24 | 1 | 697988637108 | 69798863710 | 4735.4
BFV425 | 70 | MW122V A J | MW122V | 2 | BUTTERFLY VALVE,WAFER,BARE STEM,CI BODY,NCKL PLTD DI DISC,200 WOG,VITON LINER | 1756.26 | 6.4 | 1 | 697988143425 | 69798814342 | 1756.26
BFV425 | 70 | MW122V A K | MW122V | 2 1/2 | BUTTERFLY VALVE,WAFER,BARE STEM,CI BODY,NCKL PLTD DI DISC,200 WOG,VITON LINER | 1756.26 | 10.38 | 1 | 697988143432 | 69798814343 | 1756.26
BFV425 | 70 | MW122V A L | MW122V | 3 | BUTTERFLY VALVE,WAFER,BARE STEM,CI BODY,NCKL PLTD DI DISC,200 WOG,VITON LINER | 1821.8 | 8.38 | 1 | 697988143449 | 69798814344 | 1821.8
BFV425 | 70 | MW122V A N | MW122V | 4 | BUTTERFLY VALVE,WAFER,BARE STEM,CI BODY,NCKL PLTD DI DISC,200 WOG,VITON LINER | 2215.9 | 10.556 | 1 | 697988143456 | 69798814345 | 2215.9
BFV425 | 70 | MW122V A R | MW122V | 5 | BUTTERFLY VALVE,WAFER,BARE STEM,CI BODY,NCKL PLTD DI DISC,200 WOG,VITON LINER | 3167.93 | 15 | 1 | 697988143463 | 69798814346 | 3167.93
BFV425 | 70 | MW122V A S | MW122V | 6 | BUTTERFLY VALVE,WAFER,BARE STEM,CI BODY,NCKL PLTD DI DISC,200 WOG,VITON LINER | 3594.74 | 18.42 | 1 | 697988143470 | 69798814347 | 3594.74
BFV425 | 70 | MW122V A U | MW122V | 8 | BUTTERFLY VALVE,WAFER,BARE STEM,CI BODY,NCKL PLTD DI DISC,200 WOG,VITON LINER | 5613.66 | 31.2 | 1 | 697988143487 | 69798814348 | 5613.66
BFV425 | 70 | MW122V A W | MW122V | 10 | BUTTERFLY VALVE,WAFER,BARE STEM,CI BODY,NCKL PLTD DI DISC,200 WOG,VITON LINER | 7230.37 | 51.58 | 1 | 697988143494 | 69798814349 | 7230.37
BFV425 | 70 | MW122V AWJ | MW122V | 12 | BUTTERFLY VALVE,WAFER,BARE STEM,CI BODY,NCKL PLTD DI DISC,200 WOG,VITON LINER | 9372.45 | 73 | 1 | 697988143500 | 69798814350 | 9372.45
BFV425 | 70 | MW123B A J | MW123B | 2 | BUTTERFLY VALVE,WAFER,BARE STEM,CI BODY,ALMN/BRNZ DISC,200 WOG,BUNA LINER | 820.74 | 6.34 | 1 | 697988143654 | 69798814365 | 820.74
BFV425 | 70 | MW123B A K | MW123B | 2 1/2 | BUTTERFLY VALVE,WAFER,BARE STEM,CI BODY,ALMN/BRNZ DISC,200 WOG,BUNA LINER | 820.74 | 8.2 | 1 | 697988143661 | 69798814366 | 820.74
BFV425 | 70 | MW123B A L | MW123B | 3 | BUTTERFLY VALVE,WAFER,BARE STEM,CI BODY,ALMN/BRNZ DISC,200 WOG,BUNA LINER | 911 | 8.1 | 1 | 697988143678 | 69798814367 | 911
BFV425 | 70 | MW123B A N | MW123B | 4 | BUTTERFLY VALVE,WAFER,BARE STEM,CI BODY,ALMN/BRNZ DISC,200 WOG,BUNA LINER | 1157.1 | 11.4 | 1 | 697988143685 | 69798814368 | 1157.1
BFV425 | 70 | MW123B A R | MW123B | 5 | BUTTERFLY VALVE,WAFER,BARE STEM,CI BODY,ALMN/BRNZ DISC,200 WOG,BUNA LINER | 1657.85 | 14.08 | 1 | 697988143692 | 69798814369 | 1657.85
BFV425 | 70 | MW123B A S | MW123B | 6 | BUTTERFLY VALVE,WAFER,BARE STEM,CI BODY,ALMN/BRNZ DISC,200 WOG,BUNA LINER | 2035.41 | 17.744 | 1 | 697988143708 | 69798814370 | 2035.41
BFV425 | 70 | MW123B A U | MW123B | 8 | BUTTERFLY VALVE,WAFER,BARE STEM,CI BODY,ALMN/BRNZ DISC,200 WOG,BUNA LINER | 3028.33 | 32.68 | 1 | 697988143715 | 69798814371 | 3028.33
BFV425 | 70 | MW123B A W | MW123B | 10 | BUTTERFLY VALVE,WAFER,BARE STEM,CI BODY,ALMN/BRNZ DISC,200 WOG,BUNA LINER | 4095.24 | 50.25 | 1 | 697988143722 | 69798814372 | 4095.24
BFV425 | 70 | MW123B AWJ | MW123B | 12 | BUTTERFLY VALVE,WAFER,BARE STEM,CI BODY,ALMN/BRNZ DISC,200 WOG,BUNA LINER | 6573.79 | 75.74 | 1 | 697988143739 | 69798814373 | 6573.79
BFV425 | 77 | MW123B A14 | MW123B | 14 | BUTTERFLY VALVE,WAFER,BARE STEM,CI BODY,ALMN/BRNZ DISC,150 WOG,BUNA LINER | 9161.09 | 160 | 1 | 697988143746 | 69798814374 | 9161.09
BFV425 | 77 | MW123B A16 | MW123B | 16 | BUTTERFLY VALVE,WAFER,BARE STEM,CI BODY,ALMN/BRNZ DISC,150 WOG,BUNA LINER | 12669.52 | 210 | 1 | 697988143753 | 69798814375 | 12669.52
BFV425 | 77 | MW123B A18 | MW123B | 18 | BUTTERFLY VALVE,WAFER,BARE STEM,CI BODY,ALMN/BRNZ DISC,150 WOG,BUNA LINER | 16762.8 | 260 | 1 | 697988143760 | 69798814376 | 16762.8
BFV425 | 77 | MW123B A20 | MW123B | 20 | BUTTERFLY VALVE,WAFER,BARE STEM,CI BODY,ALMN/BRNZ DISC,150 WOG,BUNA LINER | 21830.6 | 340 | 1 | 697988143777 | 69798814377 | 21830.6
BFV425 | 77 | MW123B A24 | MW123B | 24 | BUTTERFLY VALVE,WAFER,BARE STEM,CI BODY,ALMN/BRNZ DISC,150 WOG,BUNA LINER | 33291.63 | 590 | 1 | 697988143784 | 69798814378 | 33291.63
BFV425 | 70 | MW123B-A A S | MW123BA | 6 | BUTTERFLY VALVE,WAFER,BARE STEM,CI BODY,ALMN/BRNZ DISC,200 WOG,BUNA LINER,EPOXY CTD BODY | 2864.21 | 18.58 | 1 | 697988646599 | 69798864659 | 2864.21
BFV425 | 70 | MW123BS A J | MW123BS | 2 | BUTTERFLY VALVE,WAFER,BARE STEM,CI BODY,ALMN/BRNZ DISC,200 WOG,BUNA LINER,316 SS STEM | 976.63 | 8.55 | 1 | 697988143807 | 69798814380 | 976.63
BFV425 | 70 | MW123BS A K | MW123BS | 2 1/2 | BUTTERFLY VALVE,WAFER,BARE STEM,CI BODY,ALMN/BRNZ DISC,200 WOG,BUNA LINER,316 SS STEM | 976.63 | 8 | 1 | 697988143814 | 69798814381 | 976.63
BFV425 | 70 | MW123BS A L | MW123BS | 3 | BUTTERFLY VALVE,WAFER,BARE STEM,CI BODY,ALMN/BRNZ DISC,200 WOG,BUNA LINER,316 SS STEM | 1083.36 | 9 | 1 | 697988143821 | 69798814382 | 1083.36
BFV425 | 70 | MW123BS A N | MW123BS | 4 | BUTTERFLY VALVE,WAFER,BARE STEM,CI BODY,ALMN/BRNZ DISC,200 WOG,BUNA LINER,316 SS STEM | 1362.29 | 11.15 | 1 | 697988143838 | 69798814383 | 1362.29
BFV425 | 70 | MW123BS A R | MW123BS | 5 | BUTTERFLY VALVE,WAFER,BARE STEM,CI BODY,ALMN/BRNZ DISC,200 WOG,BUNA LINER,316 SS STEM | 1879.4 | 15 | 1 | 697988143845 | 69798814384 | 1879.4
BFV425 | 70 | MW123BS A S | MW123BS | 6 | BUTTERFLY VALVE,WAFER,BARE STEM,CI BODY,ALMN/BRNZ DISC,200 WOG,BUNA LINER,316 SS STEM | 2314.48 | 17.62 | 1 | 697988143852 | 69798814385 | 2314.48
BFV425 | 70 | MW123BS A U | MW123BS | 8 | BUTTERFLY VALVE,WAFER,BARE STEM,CI BODY,ALMN/BRNZ DISC,200 WOG,BUNA LINER,316 SS STEM | 3422.34 | 33 | 1 | 697988143869 | 69798814386 | 3422.34
BFV425 | 70 | MW123BS A W | MW123BS | 10 | BUTTERFLY VALVE,WAFER,BARE STEM,CI BODY,ALMN/BRNZ DISC,200 WOG,BUNA LINER,316 SS STEM | 4850.34 | 52 | 1 | 697988143876 | 69798814387 | 4850.34
BFV425 | 70 | MW123BS AWJ | MW123BS | 12 | BUTTERFLY VALVE,WAFER,BARE STEM,CI BODY,ALMN/BRNZ DISC,200 WOG,BUNA LINER,316 SS STEM | 7755.61 | 73 | 1 | 697988143883 | 69798814388 | 7755.61
BFV425 | 70 | MW123E A J | MW123E | 2 | BUTTERFLY VALVE,WAFER,BARE STEM,CI BODY,ALMN/BRNZ DISC,200 WOG,EPDM LINER | 820.74 | 6.18 | 1 | 697988143999 | 69798814399 | 820.74
BFV425 | 70 | MW123E A K | MW123E | 2 1/2 | BUTTERFLY VALVE,WAFER,BARE STEM,CI BODY,ALMN/BRNZ DISC,200 WOG,EPDM LINER | 820.74 | 8 | 1 | 697988144002 | 69798814400 | 820.74
BFV425 | 70 | MW123E A L | MW123E | 3 | BUTTERFLY VALVE,WAFER,BARE STEM,CI BODY,ALMN/BRNZ DISC,200 WOG,EPDM LINER | 911 | 8.02 | 1 | 697988144019 | 69798814401 | 911
BFV425 | 70 | MW123E A N | MW123E | 4 | BUTTERFLY VALVE,WAFER,BARE STEM,CI BODY,ALMN/BRNZ DISC,200 WOG,EPDM LINER | 1157.1 | 11.4 | 1 | 697988144026 | 69798814402 | 1157.1
BFV425 | 70 | MW123E A R | MW123E | 5 | BUTTERFLY VALVE,WAFER,BARE STEM,CI BODY,ALMN/BRNZ DISC,200 WOG,EPDM LINER | 1657.85 | 13.72 | 1 | 697988144033 | 69798814403 | 1657.85
BFV425 | 70 | MW123E A S | MW123E | 6 | BUTTERFLY VALVE,WAFER,BARE STEM,CI BODY,ALMN/BRNZ DISC,200 WOG,EPDM LINER | 2035.41 | 16.954 | 1 | 697988144040 | 69798814404 | 2035.41
BFV425 | 70 | MW123E A U | MW123E | 8 | BUTTERFLY VALVE,WAFER,BARE STEM,CI BODY,ALMN/BRNZ DISC,200 WOG,EPDM LINER | 3028.33 | 31.82 | 1 | 697988144057 | 69798814405 | 3028.33
BFV425 | 70 | MW123E A W | MW123E | 10 | BUTTERFLY VALVE,WAFER,BARE STEM,CI BODY,ALMN/BRNZ DISC,200 WOG,EPDM LINER | 4095.24 | 49.65 | 1 | 697988144064 | 69798814406 | 4095.24
BFV425 | 70 | MW123E AWJ | MW123E | 12 | BUTTERFLY VALVE,WAFER,BARE STEM,CI BODY,ALMN/BRNZ DISC,200 WOG,EPDM LINER | 6573.79 | 73.5 | 1 | 697988144071 | 69798814407 | 6573.79
BFV425 | 77 | MW123E A14 | MW123E | 14 | BUTTERFLY VALVE,WAFER,BARE STEM,CI BODY,ALMN/BRNZ DISC,150 WOG,EPDM LINER | 9161.09 | 119 | 1 | 697988144088 | 69798814408 | 9161.09
BFV425 | 77 | MW123E A16 | MW123E | 16 | BUTTERFLY VALVE,WAFER,BARE STEM,CI BODY,ALMN/BRNZ DISC,150 WOG,EPDM LINER | 12669.52 | 165 | 1 | 697988144095 | 69798814409 | 12669.52
BFV425 | 77 | MW123E A18 | MW123E | 18 | BUTTERFLY VALVE,WAFER,BARE STEM,CI BODY,ALMN/BRNZ DISC,150 WOG,EPDM LINER | 16762.8 | 230 | 1 | 697988144101 | 69798814410 | 16762.8
BFV425 | 77 | MW123E A20 | MW123E | 20 | BUTTERFLY VALVE,WAFER,BARE STEM,CI BODY,ALMN/BRNZ DISC,150 WOG,EPDM LINER | 21830.6 | 340 | 1 | 697988144118 | 69798814411 | 21830.6
BFV425 | 77 | MW123E A24 | MW123E | 24 | BUTTERFLY VALVE,WAFER,BARE STEM,CI BODY,ALMN/BRNZ DISC,150 WOG,EPDM LINER | 33291.63 | 590 | 1 | 697988144125 | 69798814412 | 33291.63
BFV425 | 70 | MW123E-A A S | MW123EA | 6 | BUTTERFLY VALVE,WAFER,BARE STEM,CI BODY,ALMN/BRNZ DISC,200 WOG,EPDM LINER,EPOXY CTD BODY | 2864.21 | 17.82 | 1 | 697988383456 | 69798838345 | 2864.21
BFV425 | 70 | MW123ES A R | MW123ES | 5 | BUTTERFLY VALVE,WAFER,BARE STEM,CI BODY,ALMN/BRNZ DISC,200 WOG,EPDM LINER,316 SS STEM | 1879.4 | 13.426 | 1 | 697988144170 | 69798814417 | 1879.4
BFV425 | 70 | MW123ES A S | MW123ES | 6 | BUTTERFLY VALVE,WAFER,BARE STEM,CI BODY,ALMN/BRNZ DISC,200 WOG,EPDM LINER,316 SS STEM | 2314.48 | 17.78 | 1 | 697988144187 | 69798814418 | 2314.48
BFV425 | 70 | MW123NB A J | MW123NB | 2 | BUTTERFLY VALVE,WAFER,BARE STEM,CI BODY,ALMN/BRNZ DISC,200 WOG,BLACK NEOPRENE LINER | 1190.07 | 7 | 1 | 697988350274 | 69798835027 | 1190.07
BFV425 | 70 | MW123V A J | MW123V | 2 | BUTTERFLY VALVE,WAFER,BARE STEM,CI BODY,ALMN/BRNZ DISC,200 WOG,VITON LINER | 1813.66 | 7 | 1 | 697988144330 | 69798814433 | 1813.66
BFV425 | 70 | MW123V A K | MW123V | 2 1/2 | BUTTERFLY VALVE,WAFER,BARE STEM,CI BODY,ALMN/BRNZ DISC,200 WOG,VITON LINER | 1813.66 | 7.604 | 1 | 697988144347 | 69798814434 | 1813.66
BFV425 | 70 | MW123V A L | MW123V | 3 | BUTTERFLY VALVE,WAFER,BARE STEM,CI BODY,ALMN/BRNZ DISC,200 WOG,VITON LINER | 1904 | 8.4 | 1 | 697988144354 | 69798814435 | 1904
BFV425 | 70 | MW123V A N | MW123V | 4 | BUTTERFLY VALVE,WAFER,BARE STEM,CI BODY,ALMN/BRNZ DISC,200 WOG,VITON LINER | 2355.38 | 10.3 | 1 | 697988144361 | 69798814436 | 2355.38
BFV425 | 70 | MW123V A R | MW123V | 5 | BUTTERFLY VALVE,WAFER,BARE STEM,CI BODY,ALMN/BRNZ DISC,200 WOG,VITON LINER | 3405.99 | 15 | 1 | 697988144378 | 69798814437 | 3405.99
BFV425 | 70 | MW123V A S | MW123V | 6 | BUTTERFLY VALVE,WAFER,BARE STEM,CI BODY,ALMN/BRNZ DISC,200 WOG,VITON LINER | 3824.46 | 19 | 1 | 697988144385 | 69798814438 | 3824.46
BFV425 | 70 | MW123V A U | MW123V | 8 | BUTTERFLY VALVE,WAFER,BARE STEM,CI BODY,ALMN/BRNZ DISC,200 WOG,VITON LINER | 6155.32 | 33 | 1 | 697988144392 | 69798814439 | 6155.32
BFV425 | 70 | MW123V A W | MW123V | 10 | BUTTERFLY VALVE,WAFER,BARE STEM,CI BODY,ALMN/BRNZ DISC,200 WOG,VITON LINER | 7739.17 | 52 | 1 | 697988144408 | 69798814440 | 7739.17
BFV425 | 70 | MW123V AWJ | MW123V | 12 | BUTTERFLY VALVE,WAFER,BARE STEM,CI BODY,ALMN/BRNZ DISC,200 WOG,VITON LINER | 11104.14 | 73 | 1 | 697988144415 | 69798814441 | 11104.14
BFV425 | 70 | MW123VS A L | MW123VS | 3 | BUTTERFLY VALVE,WAFER,BARE STEM,CI BODY,ALMN/BRNZ DISC,200 WOG,VITON LINER,316 SS STEM | 2076.36 | 8.02 | 1 | 697988511668 | 69798851166 | 2076.36
BFV425 | 70 | MW124B A J | MW124B | 2 | BUTTERFLY VALVE,WAFER,BARE STEM,CI BODY,SS DISC,200 WOG,BUNA LINER | 1116.14 | 6.4 | 1 | 697988144521 | 69798814452 | 1116.14
BFV425 | 70 | MW124B A K | MW124B | 2 1/2 | BUTTERFLY VALVE,WAFER,BARE STEM,CI BODY,SS DISC,200 WOG,BUNA LINER | 1116.14 | 8 | 1 | 697988144538 | 69798814453 | 1116.14
BFV425 | 70 | MW124B A L | MW124B | 3 | BUTTERFLY VALVE,WAFER,BARE STEM,CI BODY,SS DISC,200 WOG,BUNA LINER | 1395.17 | 7.974 | 1 | 697988144545 | 69798814454 | 1395.17
BFV425 | 70 | MW124B A N | MW124B | 4 | BUTTERFLY VALVE,WAFER,BARE STEM,CI BODY,SS DISC,200 WOG,BUNA LINER | 1723.53 | 10.762 | 1 | 697988144552 | 69798814455 | 1723.53
BFV425 | 70 | MW124B A R | MW124B | 5 | BUTTERFLY VALVE,WAFER,BARE STEM,CI BODY,SS DISC,200 WOG,BUNA LINER | 2355.35 | 13.3 | 1 | 697988144569 | 69798814456 | 2355.35
BFV425 | 70 | MW124B A S | MW124B | 6 | BUTTERFLY VALVE,WAFER,BARE STEM,CI BODY,SS DISC,200 WOG,BUNA LINER | 2708.3 | 18.95 | 1 | 697988144576 | 69798814457 | 2708.3
BFV425 | 70 | MW124B A U | MW124B | 8 | BUTTERFLY VALVE,WAFER,BARE STEM,CI BODY,SS DISC,200 WOG,BUNA LINER | 4439.98 | 31.67 | 1 | 697988144583 | 69798814458 | 4439.98
BFV425 | 70 | MW124B A W | MW124B | 10 | BUTTERFLY VALVE,WAFER,BARE STEM,CI BODY,SS DISC,200 WOG,BUNA LINER | 7353.44 | 41.67 | 1 | 697988144590 | 69798814459 | 7353.44
BFV425 | 70 | MW124B AWJ | MW124B | 12 | BUTTERFLY VALVE,WAFER,BARE STEM,CI BODY,SS DISC,200 WOG,BUNA LINER | 10102.77 | 81 | 1 | 697988144606 | 69798814460 | 10102.77
BFV425 | 77 | MW124B A14 | MW124B | 14 | BUTTERFLY VALVE,WAFER,BARE STEM,CI BODY,SS DISC,150 WOG,BUNA LINER | 11695.05 | 160 | 1 | 697988144613 | 69798814461 | 11695.05
BFV425 | 77 | MW124B A16 | MW124B | 16 | BUTTERFLY VALVE,WAFER,BARE STEM,CI BODY,SS DISC,150 WOG,BUNA LINER | 16762.8 | 168 | 1 | 697988144620 | 69798814462 | 16762.8
BFV425 | 77 | MW124B A18 | MW124B | 18 | BUTTERFLY VALVE,WAFER,BARE STEM,CI BODY,SS DISC,150 WOG,BUNA LINER | 22220.44 | 260 | 1 | 697988144637 | 69798814463 | 22220.44
BFV425 | 77 | MW124B A20 | MW124B | 20 | BUTTERFLY VALVE,WAFER,BARE STEM,CI BODY,SS DISC,150 WOG,BUNA LINER | 32122.2 | 340 | 1 | 697988144644 | 69798814464 | 32122.2
BFV425 | 70 | MW124B-A A N | MW124BA | 4 | BUTTERFLY VALVE,WAFER,BARE STEM,CI BODY,SS DISC,200 WOG,BUNA LINER,EPOXY CTD BODY | 2347.2 | 12 | 1 | 697988612792 | 69798861279 | 2347.2
BFV425 | 70 | MW124B-A A S | MW124BA | 6 | BUTTERFLY VALVE,WAFER,BARE STEM,CI BODY,SS DISC,200 WOG,BUNA LINER,EPOXY CTD BODY | 3537.16 | 18.95 | 1 | 697988669512 | 69798866951 | 3537.16
BFV425 | 70 | MW124E A J | MW124E | 2 | BUTTERFLY VALVE,WAFER,BARE STEM,CI BODY,SS DISC,200 WOG,EPDM LINER | 1116.14 | 5.86 | 1 | 697988144743 | 69798814474 | 1116.14
BFV425 | 70 | MW124E A K | MW124E | 2 1/2 | BUTTERFLY VALVE,WAFER,BARE STEM,CI BODY,SS DISC,200 WOG,EPDM LINER | 1116.14 | 7.604 | 1 | 697988144750 | 69798814475 | 1116.14
BFV425 | 70 | MW124E A L | MW124E | 3 | BUTTERFLY VALVE,WAFER,BARE STEM,CI BODY,SS DISC,200 WOG,EPDM LINER | 1395.17 | 8.3 | 1 | 697988144767 | 69798814476 | 1395.17
BFV425 | 70 | MW124E A N | MW124E | 4 | BUTTERFLY VALVE,WAFER,BARE STEM,CI BODY,SS DISC,200 WOG,EPDM LINER | 1723.53 | 10.96 | 1 | 697988144774 | 69798814477 | 1723.53
BFV425 | 70 | MW124E A R | MW124E | 5 | BUTTERFLY VALVE,WAFER,BARE STEM,CI BODY,SS DISC,200 WOG,EPDM LINER | 2355.35 | 13.42 | 1 | 697988144781 | 69798814478 | 2355.35
BFV425 | 70 | MW124E A S | MW124E | 6 | BUTTERFLY VALVE,WAFER,BARE STEM,CI BODY,SS DISC,200 WOG,EPDM LINER | 2708.3 | 18.09 | 1 | 697988144798 | 69798814479 | 2708.3
BFV425 | 70 | MW124E A U | MW124E | 8 | BUTTERFLY VALVE,WAFER,BARE STEM,CI BODY,SS DISC,200 WOG,EPDM LINER | 4439.98 | 30.2 | 1 | 697988144804 | 69798814480 | 4439.98
BFV425 | 70 | MW124E A W | MW124E | 10 | BUTTERFLY VALVE,WAFER,BARE STEM,CI BODY,SS DISC,200 WOG,EPDM LINER | 7353.44 | 49.78 | 1 | 697988144811 | 69798814481 | 7353.44
BFV425 | 70 | MW124E AWJ | MW124E | 12 | BUTTERFLY VALVE,WAFER,BARE STEM,CI BODY,SS DISC,200 WOG,EPDM LINER | 10102.77 | 73 | 1 | 697988144828 | 69798814482 | 10102.77
BFV425 | 77 | MW124E A14 | MW124E | 14 | BUTTERFLY VALVE,WAFER,BARE STEM,CI BODY,SS DISC,150 WOG,EPDM LINER | 11695.05 | 119 | 1 | 697988324480 | 69798832448 | 11695.05
BFV425 | 77 | MW124E A16 | MW124E | 16 | BUTTERFLY VALVE,WAFER,BARE STEM,CI BODY,SS DISC,150 WOG,EPDM LINER | 16762.8 | 210 | 1 | 697988144835 | 69798814483 | 16762.8
BFV425 | 77 | MW124E A18 | MW124B | 18 | BUTTERFLY VALVE,WAFER,BARE STEM,CI BODY,SS DISC,150 WOG,EPDM LINER | 22220.44 | 260 | 1 | 697988703360 | 69798870336 | 22220.44
BFV425 | 77 | MW124E A20 | MW124E | 20 | BUTTERFLY VALVE,WAFER,BARE STEM,CI BODY,SS DISC,150 WOG,EPDM LINER | 32122.2 | 340 | 1 | 697988603219 | 69798860321 | 32122.2
BFV425 | 77 | MW124E A24 | MW124E | 24 | BUTTERFLY VALVE,WAFER,BARE STEM,CI BODY,SS DISC,150 WOG,EPDM LINER | 45532.36 | 590 | 1 | 697988490598 | 69798849059 | 45532.36
BFV425 | 70 | MW124E-A A J | MW124EA | 2 | BUTTERFLY VALVE,WAFER,BARE STEM,CI BODY,SS DISC,200 WOG,EPDM LINER,EPOXY CTD BODY | 1584 | 7 | 1 | 697988598447 | 69798859844 | 1584
BFV425 | 70 | MW124E-A A K | MW124EA | 2 1/2 | BUTTERFLY VALVE,WAFER,BARE STEM,CI BODY,SS DISC,200 WOG,EPDM LINER,EPOXY CTD BODY | 1584 | 8 | 1 | 697988598454 | 69798859845 | 1584
BFV425 | 70 | MW124E-A A L | MW124EA | 3 | BUTTERFLY VALVE,WAFER,BARE STEM,CI BODY,SS DISC,200 WOG,EPDM LINER,EPOXY CTD BODY | 1977.89 | 8.3 | 1 | 697988634268 | 69798863426 | 1977.89
BFV425 | 70 | MW124E-A A S | MW124EA | 6 | BUTTERFLY VALVE,WAFER,BARE STEM,CI BODY,SS DISC,200 WOG,EPDM LINER,EPOXY CTD BODY | 3537.16 | 19 | 1 | 697988383654 | 69798838365 | 3537.16
BFV425 | 70 | MW124T A J | MW124T | 2 | BUTTERFLY VALVE,WAFER,BARE STEM,CI BODY,SS DISC,200 WOG,TEFLON LINER | 3832.72 | 7 | 1 | 697988145054 | 69798814505 | 3832.72
BFV425 | 70 | MW124T A L | MW124T | 3 | BUTTERFLY VALVE,WAFER,BARE STEM,CI BODY,SS DISC,200 WOG,TEFLON LINER | 4604.09 | 9 | 1 | 697988145078 | 69798814507 | 4604.09
BFV425 | 70 | MW124T A N | MW124T | 4 | BUTTERFLY VALVE,WAFER,BARE STEM,CI BODY,SS DISC,200 WOG,TEFLON LINER | 5433.1 | 12 | 1 | 697988145085 | 69798814508 | 5433.1
BFV425 | 70 | MW124T A S | MW124T | 6 | BUTTERFLY VALVE,WAFER,BARE STEM,CI BODY,SS DISC,200 WOG,TEFLON LINER | 7640.68 | 19.1 | 1 | 697988145092 | 69798814509 | 7640.68
BFV425 | 70 | MW124V A J | MW124V | 2 | BUTTERFLY VALVE,WAFER,BARE STEM,CI BODY,SS DISC,200 WOG,VITON LINER | 2109.12 | 6.4 | 1 | 697988145214 | 69798814521 | 2109.12
BFV425 | 70 | MW124V A K | MW124V | 2 1/2 | BUTTERFLY VALVE,WAFER,BARE STEM,CI BODY,SS DISC,200 WOG,VITON LINER | 2109.12 | 8 | 1 | 697988145221 | 69798814522 | 2109.12
BFV425 | 70 | MW124V A L | MW124V | 3 | BUTTERFLY VALVE,WAFER,BARE STEM,CI BODY,SS DISC,200 WOG,VITON LINER | 2388.15 | 7.91 | 1 | 697988145238 | 69798814523 | 2388.15
BFV425 | 70 | MW124V A N | MW124V | 4 | BUTTERFLY VALVE,WAFER,BARE STEM,CI BODY,SS DISC,200 WOG,VITON LINER | 2921.78 | 11.02 | 1 | 697988145245 | 69798814524 | 2921.78
BFV425 | 70 | MW124V A R | MW124V | 5 | BUTTERFLY VALVE,WAFER,BARE STEM,CI BODY,SS DISC,200 WOG,VITON LINER | 4103.53 | 15.18 | 1 | 697988145252 | 69798814525 | 4103.53
BFV425 | 70 | MW124V A S | MW124V | 6 | BUTTERFLY VALVE,WAFER,BARE STEM,CI BODY,SS DISC,200 WOG,VITON LINER | 4497.41 | 19.02 | 1 | 697988145269 | 69798814526 | 4497.41
BFV425 | 70 | MW124V A U | MW124V | 8 | BUTTERFLY VALVE,WAFER,BARE STEM,CI BODY,SS DISC,200 WOG,VITON LINER | 7566.96 | 30.584 | 1 | 697988145276 | 69798814527 | 7566.96
BFV425 | 70 | MW124V A W | MW124V | 10 | BUTTERFLY VALVE,WAFER,BARE STEM,CI BODY,SS DISC,200 WOG,VITON LINER | 10997.43 | 52 | 1 | 697988145283 | 69798814528 | 10997.43
BFV425 | 70 | MW124V AWJ | MW124V | 12 | BUTTERFLY VALVE,WAFER,BARE STEM,CI BODY,SS DISC,200 WOG,VITON LINER | 14633.11 | 73 | 1 | 697988145290 | 69798814529 | 14633.11
BFV425 | 77 | MW124V A14 | MW124V | 14 | BUTTERFLY VALVE,WAFER,BARE STEM,CI BODY,SS DISC,150 WOG,VITON LINER | 18712.09 | 160 | 1 | 697988373167 | 69798837316 | 18712.09
BFV425 | 77 | MW124V A16 | MW124V | 16 | BUTTERFLY VALVE,WAFER,BARE STEM,CI BODY,SS DISC,150 WOG,VITON LINER | 26890.71 | 210 | 1 | 697988571112 | 69798857111 | 26890.71
BFV425 | 70 | MW127B A U | MW127B | 8 | BUTTERFLY VALVE,WAFER,BARE STEM,CI BODY,NYLON CTD DI DISC,200 WOG,BUNA LINER | 2880.71 | 38.76 | 1 | 697988145368 | 69798814536 | 2880.71
BFV425 | 70 | MW127B A W | MW127B | 10 | BUTTERFLY VALVE,WAFER,BARE STEM,CI BODY,NYLON CTD DI DISC,200 WOG,BUNA LINER | 4111.68 | 65.85 | 1 | 697988145375 | 69798814537 | 4111.68
BFV425 | 70 | MW127B AWJ | MW127B | 12 | BUTTERFLY VALVE,WAFER,BARE STEM,CI BODY,NYLON CTD DI DISC,200 WOG,BUNA LINER | 5539.62 | 105 | 1 | 697988145382 | 69798814538 | 5539.62
BFV425 | 70 | MW127E A J | MW127E | 2 | BUTTERFLY VALVE,WAFER,BARE STEM,CI BODY,NYLON CTD DI DISC,200 WOG,EPDM LINER | 894.58 | 7.35 | 1 | 697988145399 | 69798814539 | 894.58
BFV425 | 70 | MW127E A K | MW127E | 2 1/2 | BUTTERFLY VALVE,WAFER,BARE STEM,CI BODY,NYLON CTD DI DISC,200 WOG,EPDM LINER | 894.58 | 8.74 | 1 | 697988145405 | 69798814540 | 894.58
BFV425 | 70 | MW127E A L | MW127E | 3 | BUTTERFLY VALVE,WAFER,BARE STEM,CI BODY,NYLON CTD DI DISC,200 WOG,EPDM LINER | 992.99 | 9 | 1 | 697988145412 | 69798814541 | 992.99
BFV425 | 70 | MW127E A N | MW127E | 4 | BUTTERFLY VALVE,WAFER,BARE STEM,CI BODY,NYLON CTD DI DISC,200 WOG,EPDM LINER | 1206.47 | 20 | 1 | 697988145429 | 69798814542 | 1206.47
BFV425 | 70 | MW127E A R | MW127E | 5 | BUTTERFLY VALVE,WAFER,BARE STEM,CI BODY,NYLON CTD DI DISC,200 WOG,EPDM LINER | 1682.44 | 22.8 | 1 | 697988145436 | 69798814543 | 1682.44
BFV425 | 70 | MW127E A S | MW127E | 6 | BUTTERFLY VALVE,WAFER,BARE STEM,CI BODY,NYLON CTD DI DISC,200 WOG,EPDM LINER | 2109.25 | 28 | 1 | 697988145443 | 69798814544 | 2109.25
BFV425 | 70 | MW127E A U | MW127E | 8 | BUTTERFLY VALVE,WAFER,BARE STEM,CI BODY,NYLON CTD DI DISC,200 WOG,EPDM LINER | 2880.71 | 38.76 | 1 | 697988145450 | 69798814545 | 2880.71
BFV425 | 70 | MW127E A W | MW127E | 10 | BUTTERFLY VALVE,WAFER,BARE STEM,CI BODY,NYLON CTD DI DISC,200 WOG,EPDM LINER | 4111.68 | 65.85 | 1 | 697988145467 | 69798814546 | 4111.68
BFV425 | 70 | MW127V-A A J | MW127VA | 2 | BUTTERFLY VALVE,WAFER,BARE STEM,CI BODY,NYLON CTD DI DISC,200 WOG,VITON LINER,EPOXY CTD BODY | 2355.38 | 7 | 1 | 697988572386 | 69798857238 | 2355.38
BFV425 | 70 | MW128E AWJ | MW128E | 12 | BUTTERFLY VALVE,WAFER,BARE STEM,CI BODY,EPOXY CTD DI DISC,200 WOG,EPDM LINER | 5457.62 | 74.74 | 1 | 697988499300 | 69798849930 | 5457.62
BFV425 | 70 | MW128V AWJ | MW128V | 12 | BUTTERFLY VALVE,WAFER,BARE STEM,CI BODY,EPOXY CTD DI DISC,200 WOG,VITON LINER | 9987.94 | 73 | 1 | 697988544161 | 69798854416 | 9987.94
BFV425 | 70 | MW132B A L | MW132B | 3 | BUTTERFLY VALVE,WAFER,BARE STEM,DI BODY,NCKL PLTD DI DISC,200 WOG,BUNA LINER | 1200.56 | 0 | 1 | 697988770553 | 69798877055 | 1200.56
BFV425 | 71 | MW132B A N | MW132B | 4 | BUTTERFLY VALVE,WAFER,BARE STEM,DI BODY,NCKL PLTD DI DISC,200 WOG,BUNA LINER | 1296.68 | 12 | 1 | 697988145504 | 69798814550 | 1296.68
BFV425 | 71 | MW132B A S | MW132B | 6 | BUTTERFLY VALVE,WAFER,BARE STEM,DI BODY,NCKL PLTD DI DISC,200 WOG,BUNA LINER | 2191.25 | 18.98 | 1 | 697988512535 | 69798851253 | 2191.25
BFV425 | 71 | MW132B A U | MW132B | 8 | BUTTERFLY VALVE,WAFER,BARE STEM,DI BODY,NICKEL PLATED DI DISC,200 WOG,BUNA LINER | 2938.12 | 33 | 1 | 697988705821 | 69798870582 | 2938.12
BFV425 | 71 | MW132E A N | MW132E | 4 | BUTTERFLY VALVE,WAFER,BARE STEM,DI BODY,NCKL PLTD DI DISC,200 WOG,EPDM LINER | 1296.68 | 12 | 1 | 697988145528 | 69798814552 | 1296.68
BFV425 | 71 | MW132E A S | MW132E | 6 | BUTTERFLY VALVE,WAFER,BARE STEM,DI BODY,NCKL PLTD DI DISC,200 WOG,EPDM LINER | 2191.25 | 18.98 | 1 | 697988489103 | 69798848910 | 2191.25
BFV425 | 71 | MW132E A U | MW132E | 8 | BUTTERFLY VALVE,WAFER,BARE STEM,DI BODY,NICKEL PLATED DI DISC,200 WOG,EPDM LINER | 2938.12 | 33 | 1 | 697988702936 | 69798870293 | 2938.12
BFV425 | 71 | MW132E A W | MW132E | 10 | BUTTERFLY VALVE,WAFER,BARE STEM,DI BODY,NCKL PLTD DI DISC,200 WOG,EPDM LINER | 4169.18 | 52 | 1 | 697988497474 | 69798849747 | 4169.18
BFV425 | 71 | MW132V A S | MW132V | 6 | BUTTERFLY VALVE,WAFER,BARE STEM,DI BODY,NCKL PLTD DI DISC,200 WOG,VITON LINER | 3980.36 | 19 | 1 | 697988586062 | 69798858606 | 3980.36
BFV425 | 71 | MW133B A L | MW133B | 3 | BUTTERFLY VALVE,WAFER,BARE STEM,DI BODY,ALMN/BRNZ DISC,200 WOG,BUNA LINER | 1116.14 | 0 | 1 | 697988744103 | 69798874410 | 1116.14
BFV425 | 71 | MW133B A N | MW133B | 4 | BUTTERFLY VALVE,WAFER,BARE STEM,DI BODY,ALMN/BRNZ DISC,200 WOG,BUNA LINER | 1444.49 | 12 | 1 | 697988145542 | 69798814554 | 1444.49
BFV425 | 71 | MW133B A U | MW133B | 8 | BUTTERFLY VALVE,WAFER,BARE STEM,DI BODY,ALMN/BRNZ DISC,200 WOG,BUNA LINER | 3512.48 | 31.08 | 1 | 697988665378 | 69798866537 | 3512.48
BFV425 | 71 | MW133B A W | MW133B | 10 | BUTTERFLY VALVE,WAFER,BARE STEM,DI BODY,ALMN/BRNZ DISC,200 WOG,BUNA LINER | 4710.81 | 52 | 1 | 697988665385 | 69798866538 | 4710.81
BFV425 | 71 | MW133B AWJ | MW133B | 12 | BUTTERFLY VALVE,WAFER,BARE STEM,DI BODY,ALMN/BRNZ DISC,200 WOG,BUNA LINER | 7025.18 | 75.74 | 1 | 697988745643 | 69798874564 | 7025.18
BFV425 | 71 | MW133BS A R | MW133BS | 5 | BUTTERFLY VALVE,WAFER,BARE STEM,DI BODY,ALMN/BRNZ DISC,200 WOG,BUNA LINER,316 SS STEM | 2363.54 | 13.44 | 1 | 697988646117 | 69798864611 | 2363.54
BFV425 | 71 | MW133BS A S | MW133BS | 6 | BUTTERFLY VALVE,WAFER,BARE STEM,DI BODY,ALMN/BRNZ DISC,200 WOG,BUNA LINER,316 SS STEM | 2724.71 | 18.074 | 1 | 697988646247 | 69798864624 | 2724.71
BFV425 | 71 | MW133BS AWJ | MW133BS | 12 | BUTTERFLY VALVE,WAFER,BARE STEM,DI BODY,ALMN/BRNZ DISC,200 WOG,BUNA LINER,316 SS STEM | 8206.98 | 73.5 | 1 | 697988702783 | 69798870278 | 8206.98
BFV425 | 71 | MW133E A K | MW133E | 2 1/2 | BUTTERFLY VALVE,WAFER,BARE STEM,DI BODY,ALMN/BRNZ DISC,200 WOG,EPDM LINER | 1001.27 | 8 | 1 | 697988145597 | 69798814559 | 1001.27
BFV425 | 71 | MW133E A L | MW133E | 3 | BUTTERFLY VALVE,WAFER,BARE STEM,DI BODY,ALMN/BRNZ DISC,200 WOG,EPDM LINER | 1116.14 | 8 | 1 | 697988145603 | 69798814560 | 1116.14
BFV425 | 71 | MW133E A N | MW133E | 4 | BUTTERFLY VALVE,WAFER,BARE STEM,DI BODY,ALMN/BRNZ DISC,200 WOG,EPDM LINER | 1444.49 | 12 | 1 | 697988145610 | 69798814561 | 1444.49
BFV425 | 71 | MW133E A S | MW133E | 6 | BUTTERFLY VALVE,WAFER,BARE STEM,DI BODY,ALMN/BRNZ DISC,200 WOG,EPDM LINER | 2445.62 | 17.32 | 1 | 697988145627 | 69798814562 | 2445.62
BFV425 | 71 | MW133E A U | MW133E | 8 | BUTTERFLY VALVE,WAFER,BARE STEM,DI BODY,ALMN/BRNZ DISC,200 WOG,EPDM LINER | 3512.48 | 33 | 1 | 697988604834 | 69798860483 | 3512.48
BFV425 | 71 | MW133ES A R | MW133ES | 5 | BUTTERFLY VALVE,WAFER,BARE STEM,DI BODY,ALMN/BRNZ DISC,200 WOG,EPDM LINER,316 SS STEM | 2363.47 | 0 | 1 | 697988717046 | 69798871704 | 2363.47
BFV425 | 71 | MW133ES-A A L | MW133ESA | 3 | BUTTERFLY VALVE,WAFER,BARE STEM,DI BODY,SS,200 WOG,EPDM LINER,EPOXY COATED | 1871.17 | 8 | 1 | 697988727694 | 69798872769 | 1871.17
BFV425 | 71 | MW133NW A W | MW133NW | 10 | BUTTERFLY VALVE,WAFER,BARE STEM,DI BODY,ALMN/BRNZ DISC,200 WOG,WHITE NEOPRENE LINER | 5999.31 | 52 | 1 | 697988732711 | 69798873271 | 5999.31
BFV425 | 71 | MW133V A J | MW133V | 2 | BUTTERFLY VALVE,WAFER,BARE STEM,DI BODY,ALMN/BRNZ DISC,200 WOG,VITON LINER | 1994.27 | 6.2 | 1 | 697988664944 | 69798866494 | 1994.27
BFV425 | 71 | MW133V A K | MW133V | 2 1/2 | BUTTERFLY VALVE,WAFER,BARE STEM,DI BODY,ALMN/BRNZ DISC,200 WOG,VITON LINER | 1994.27 | 8 | 1 | 697988665453 | 69798866545 | 1994.27
BFV425 | 71 | MW133V A L | MW133V | 3 | BUTTERFLY VALVE,WAFER,BARE STEM,DI BODY,ALMN/BRNZ DISC,200 WOG,VITON LINER | 2109.12 | 8.3 | 1 | 697988527713 | 69798852771 | 2109.12
BFV425 | 71 | MW133V A N | MW133V | 4 | BUTTERFLY VALVE,WAFER,BARE STEM,DI BODY,ALMN/BRNZ DISC,200 WOG,VITON LINER | 2642.74 | 11.66 | 1 | 697988527720 | 69798852772 | 2642.74
BFV425 | 71 | MW133V A R | MW133V | 5 | BUTTERFLY VALVE,WAFER,BARE STEM,DI BODY,ALMN/BRNZ DISC,200 WOG,VITON LINER | 3890.14 | 20 | 1 | 697988664432 | 69798866443 | 3890.14
BFV425 | 71 | MW133V A S | MW133V | 6 | BUTTERFLY VALVE,WAFER,BARE STEM,DI BODY,ALMN/BRNZ DISC,200 WOG,VITON LINER | 4234.79 | 24.4 | 1 | 697988664449 | 69798866444 | 4234.79
BFV425 | 71 | MW133V A U | MW133V | 8 | BUTTERFLY VALVE,WAFER,BARE STEM,DI BODY,ALMN/BRNZ DISC,200 WOG,VITON LINER | 6639.47 | 33 | 1 | 697988664951 | 69798866495 | 6639.47
BFV425 | 71 | MW134B A L | MW134B | 3 | BUTTERFLY VALVE,WAFER,BARE STEM,DI BODY,316 SS DISC,200 WOG,BUNA LINER | 1616.88 | 19 | 1 | 697988708426 | 69798870842 | 1616.88
BFV425 | 71 | MW134B A N | MW134B | 4 | BUTTERFLY VALVE,WAFER,BARE STEM,DI BODY,316 SS DISC,200 WOG,BUNA LINER | 2027.1 | 10.632 | 1 | 697988649408 | 69798864940 | 2027.1
BFV425 | 71 | MW134B A S | MW134B | 6 | BUTTERFLY VALVE,WAFER,BARE STEM,DI BODY,316 SS DISC,200 WOG,BUNA LINER | 3151.53 | 19 | 1 | 697988396531 | 69798839653 | 3151.53
BFV425 | 71 | MW134B A W | MW134B | 10 | BUTTERFLY VALVE,WAFER,BARE STEM,DI BODY,316 SS DISC,200 WOG,BUNA LINER | 7985.48 | 50.25 | 1 | 697988326637 | 69798832663 | 7985.48
BFV425 | 71 | MW134E A L | MW134E | 3 | BUTTERFLY VALVE,WAFER,BARE STEM,DI BODY,316 SS DISC,200 WOG,EPDM LINER | 1616.88 | 9 | 1 | 697988145634 | 69798814563 | 1616.88
BFV425 | 71 | MW134E A S | MW134E | 6 | BUTTERFLY VALVE,WAFER,BARE STEM,DI BODY,316 SS DISC,200 WOG,EPDM LINER | 3151.53 | 19 | 1 | 697988374102 | 69798837410 | 3151.53
BFV425 | 71 | MW134E A U | MW134E | 8 | BUTTERFLY VALVE,WAFER,BARE STEM,DI BODY,316 SS DISC,200 WOG,EPDM LINER | 4883.22 | 33 | 1 | 697988493056 | 69798849305 | 4883.22
BFV425 | 71 | MW134E-A A K | MW134EA | 2 1/2 | BUTTERFLY VALVE,WAFER,BARE STEM,DI BODY,316 SS DISC,200 WOG,EPDM LINER,EPOXY CTD BODY | 1772.76 | 8 | 1 | 697988593947 | 69798859394 | 1772.76
BFV425 | 71 | MW134E-A A L | MW134EA | 3 | BUTTERFLY VALVE,WAFER,BARE STEM,DI BODY,316 SS DISC,200 WOG,EPDM LINER,EPOXY CTD BODY | 2199.59 | 9 | 1 | 697988593954 | 69798859395 | 2199.59
BFV425 | 71 | MW134E-A A N | MW134EA | 4 | BUTTERFLY VALVE,WAFER,BARE STEM,DI BODY,316 SS DISC,200 WOG,EPDM LINER,EPOXY CTD BODY | 2650.72 | 12 | 1 | 697988593961 | 69798859396 | 2650.72
BFV425 | 71 | MW134E-A A S | MW134EA | 6 | BUTTERFLY VALVE,WAFER,BARE STEM,DI BODY,316 SS DISC,200 WOG,EPDM LINER,EPOXY CTD BODY | 3980.39 | 19 | 1 | 697988593978 | 69798859397 | 3980.39
BFV425 | 71 | MW134T A N | MW134T | 4 | BUTTERFLY VALVE,WAFER,BARE STEM,DI BODY,316 SS DISC,200 WOG,TEFLON LINER | 5736.63 | 12 | 1 | 697988399396 | 69798839939 | 5736.63
BFV425 | 71 | MW134T A S | MW134T | 6 | BUTTERFLY VALVE,WAFER,BARE STEM,DI BODY,316 SS DISC,200 WOG,TEFLON LINER | 8083.9 | 19 | 1 | 697988399402 | 69798839940 | 8083.9
BFV425 | 71 | MW134V A L | MW134V | 3 | BUTTERFLY VALVE,WAFER,BARE STEM,DI BODY,316 SS DISC,200 WOG,VITON LINER | 2626.21 | 8.65 | 1 | 697988497542 | 69798849754 | 2626.21
BFV425 | 71 | MW139BSA A L | MW139BSA | 3 | BUTTERFLY VALVE,WAFER,BARE,DI BODY,NYLN CTD ALMN/BRNZ DISC,200 WOG,BUNA LNR,316 SS STEM,EPXY CTD BDY | 2035.41 | 9 | 1 | 697988592339 | 69798859233 | 2035.41
BFV425 | 71 | MW139BSA A N | MW139BSA | 4 | BUTTERFLY VALVE,WAFER,BARE,DI BODY,NYLN CTD ALMN/BRNZ DISC,200 WOG,BUNA LNR,316 SS STEM,EPXY CTD BDY | 2462.17 | 15 | 1 | 697988592322 | 69798859232 | 2462.17
BFV425 | 71 | MW139BSA A S | MW139BSA | 6 | BUTTERFLY VALVE,WAFER,BARE,DI BODY,NYLN CTD ALMN/BRNZ DISC,200 WOG,BUNA LNR,316 SS STEM,EPXY CTD BDY | 3857.24 | 21.8 | 1 | 697988592346 | 69798859234 | 3857.24
BFV425 | 70 | MW222B A J | MW222B | 2 | BUTTERFLY VALVE,WAFER,LEVER HNDL,CI BODY,NCKL PLTD DI DISC,200 WOG,BUNA LINER | 911 | 8.172 | 1 | 697988145641 | 69798814564 | 911
BFV425 | 70 | MW222B A K | MW222B | 2 1/2 | BUTTERFLY VALVE,WAFER,LEVER HNDL,CI BODY,NCKL PLTD DI DISC,200 WOG,BUNA LINER | 911 | 10.06 | 1 | 697988145658 | 69798814565 | 911
BFV425 | 70 | MW222B A L | MW222B | 3 | BUTTERFLY VALVE,WAFER,LEVER HNDL,CI BODY,NCKL PLTD DI DISC,200 WOG,BUNA LINER | 976.53 | 10.346 | 1 | 697988145665 | 69798814566 | 976.53
BFV425 | 70 | MW222B A N | MW222B | 4 | BUTTERFLY VALVE,WAFER,LEVER HNDL,CI BODY,NCKL PLTD DI DISC,200 WOG,BUNA LINER | 1239.28 | 13.244 | 1 | 697988145672 | 69798814567 | 1239.28
BFV425 | 70 | MW222B A R | MW222B | 5 | BUTTERFLY VALVE,WAFER,LEVER HNDL,CI BODY,NCKL PLTD DI DISC,200 WOG,BUNA LINER | 1641.37 | 17.18 | 1 | 697988145689 | 69798814568 | 1641.37
BFV425 | 70 | MW222B A S | MW222B | 6 | BUTTERFLY VALVE,WAFER,LEVER HNDL,CI BODY,NCKL PLTD DI DISC,200 WOG,BUNA LINER | 2035.41 | 20.76 | 1 | 697988145696 | 69798814569 | 2035.41
BFV425 | 70 | MW222B A U | MW222B | 8 | BUTTERFLY VALVE,WAFER,LEVER HNDL,CI BODY,NCKL PLTD DI DISC,200 WOG,BUNA LINER | 2773.95 | 36.98 | 1 | 697988145702 | 69798814570 | 2773.95
BFV425 | 70 | MW222B A W | MW222B | 10 | BUTTERFLY VALVE,WAFER,LEVER HNDL,CI BODY,NCKL PLTD DI DISC,200 WOG,BUNA LINER | 3890.08 | 51.23 | 1 | 697988145719 | 69798814571 | 3890.08
BFV425 | 70 | MW222B AWJ | MW222B | 12 | BUTTERFLY VALVE,WAFER,LEVER HNDL,CI BODY,NCKL PLTD DI DISC,200 WOG,BUNA LINER | 5145.67 | 74 | 1 | 697988145726 | 69798814572 | 5145.67
BFV425 | 70 | MW222B-A A N | MW222BA | 4 | BUTTERFLY VALVE,WAFER,LEVER HNDL,CI BODY,NCKL PLTD DI DISC,200 WOG,BUNA LINER,EPOXY CTD BODY | 1862.97 | 13.244 | 1 | 697988145733 | 69798814573 | 1862.97
BFV425 | 70 | MW222B-DA A N | MW222BDA | 4 | BUTTERFLY VALVE,WAFER,LEVER HNDL,CI BODY,NCKL PLTD DI DISC,200 WOG,BUNA LINER,ASSEMBLED DRY | 1239.28 | 13.2 | 1 | 697988698062 | 69798869806 | 1239.28
BFV425 | 70 | MW222B-DA A S | MW222BDA | 6 | BUTTERFLY VALVE,WAFER,LEVER HNDL,CI BODY,NCKL PLTD DI DISC,200 WOG,BUNA LINER,ASSEMBLED DRY | 2035.41 | 20.76 | 1 | 697988710214 | 69798871021 | 2035.41
BFV425 | 70 | MW222B-DA A U | MW222BDA | 8 | BUTTERFLY VALVE,WAFER,LEVER HNDL,CI BODY,NCKL PLTD DI DISC,200 WOG,BUNA LINER,ASSEMBLED DRY | 2773.95 | 20.76 | 1 | 697988710221 | 69798871022 | 2773.95
BFV425 | 70 | MW222BS A L | MW222BS | 3 | BUTTERFLY VALVE,WAFER,LEVER HNDL,CI BODY,NCKL PLTD DI DISC,200 WOG,BUNA LINER,316 SS STEM | 1148.88 | 10.23 | 1 | 697988145740 | 69798814574 | 1148.88
BFV425 | 70 | MW222E A J | MW222E | 2 | BUTTERFLY VALVE,WAFER,LEVER HNDL,CI BODY,NCKL PLTD DI DISC,200 WOG,EPDM LINER | 911 | 8.55 | 1 | 697988145771 | 69798814577 | 911
BFV425 | 70 | MW222E A K | MW222E | 2 1/2 | BUTTERFLY VALVE,WAFER,LEVER HNDL,CI BODY,NCKL PLTD DI DISC,200 WOG,EPDM LINER | 911 | 10.1 | 1 | 697988145788 | 69798814578 | 911
BFV425 | 70 | MW222E A L | MW222E | 3 | BUTTERFLY VALVE,WAFER,LEVER HNDL,CI BODY,NCKL PLTD DI DISC,200 WOG,EPDM LINER | 976.53 | 10.12 | 1 | 697988145795 | 69798814579 | 976.53
BFV425 | 70 | MW222E A N | MW222E | 4 | BUTTERFLY VALVE,WAFER,LEVER HNDL,CI BODY,NCKL PLTD DI DISC,200 WOG,EPDM LINER | 1239.28 | 14.04 | 1 | 697988145801 | 69798814580 | 1239.28
BFV425 | 70 | MW222E A R | MW222E | 5 | BUTTERFLY VALVE,WAFER,LEVER HNDL,CI BODY,NCKL PLTD DI DISC,200 WOG,EPDM LINER | 1641.37 | 16.46 | 1 | 697988145818 | 69798814581 | 1641.37
BFV425 | 70 | MW222E A S | MW222E | 6 | BUTTERFLY VALVE,WAFER,LEVER HNDL,CI BODY,NCKL PLTD DI DISC,200 WOG,EPDM LINER | 2035.41 | 20.542 | 1 | 697988145825 | 69798814582 | 2035.41
BFV425 | 70 | MW222E A U | MW222E | 8 | BUTTERFLY VALVE,WAFER,LEVER HNDL,CI BODY,NCKL PLTD DI DISC,200 WOG,EPDM LINER | 2773.95 | 36.94 | 1 | 697988145832 | 69798814583 | 2773.95
BFV425 | 70 | MW222E A W | MW222E | 10 | BUTTERFLY VALVE,WAFER,LEVER HNDL,CI BODY,NCKL PLTD DI DISC,200 WOG,EPDM LINER | 3890.08 | 51.184 | 1 | 697988145849 | 69798814584 | 3890.08
BFV425 | 70 | MW222E AWJ | MW222E | 12 | BUTTERFLY VALVE,WAFER,LEVER HNDL,CI BODY,NCKL PLTD DI DISC,200 WOG,EPDM LINER | 5145.67 | 77.88 | 1 | 697988145856 | 69798814585 | 5145.67
BFV425 | 70 | MW222E-DA A K | MW222EDA | 2 1/2 | BUTTERFLY VALVE,WAFER,LEVER HNDL,CI BODY,NCKL PLTD DI DISC,200 WOG,EPDM LINER,DRY ASSEMBLED | 911 | 0 | 1 | 697988145863 | 69798814586 | 911
BFV425 | 70 | MW222E-DA A L | MW222EDA | 3 | BUTTERFLY VALVE,WAFER,LEVER HNDL,CI BODY,NCKL PLTD DI DISC,200 WOG,EPDM LINER,DRY ASSEMBLED | 976.53 | 0 | 1 | 697988145870 | 69798814587 | 976.53
BFV425 | 70 | MW222E-DA A N | MW222EDA | 4 | BUTTERFLY VALVE,WAFER,LEVER HNDL,CI BODY,NCKL PLTD DI DISC,200 WOG,EPDM LINER,DRY ASSEMBLED | 1239.28 | 0 | 1 | 697988145887 | 69798814588 | 1239.28
BFV425 | 70 | MW222E-DA A R | MW222EDA | 5 | BUTTERFLY VALVE,WAFER,LEVER HNDL,CI BODY,NCKL PLTD DI DISC,200 WOG,EPDM LINER,DRY ASSEMBLED | 1641.37 | 0 | 1 | 697988145894 | 69798814589 | 1641.37
BFV425 | 70 | MW222E-DA A S | MW222EDA | 6 | BUTTERFLY VALVE,WAFER,LEVER HNDL,CI BODY,NCKL PLTD DI DISC,200 WOG,EPDM LINER,DRY ASSEMBLED | 2035.41 | 0 | 1 | 697988746510 | 69798874651 | 2035.41
BFV425 | 70 | MW222E-DA A U | MW222EDA | 8 | BUTTERFLY VALVE,WAFER,LEVER HNDL,CI BODY,NCKL PLTD DI DISC,200 WOG,EPDM LINER,DRY ASSEMBLED | 2773.95 | 0 | 1 | 697988746466 | 69798874646 | 2773.95
BFV425 | 70 | MW222ES A K | MW222ES | 2 1/2 | BUTTERFLY VALVE,WAFER,LEVER HNDL,CI BODY,NCKL PLTD DI DISC,200 WOG,EPDM LINER,316 SS STEM | 1066.93 | 11 | 1 | 697988549241 | 69798854924 | 1066.93
BFV425 | 70 | MW222ES A N | MW222ES | 4 | BUTTERFLY VALVE,WAFER,LEVER HNDL,CI BODY,NCKL PLTD DI DISC,200 WOG,EPDM LINER,316 SS STEM | 1444.43 | 15 | 1 | 697988327214 | 69798832721 | 1444.43
BFV425 | 70 | MW222ES A S | MW222ES | 6 | BUTTERFLY VALVE,WAFER,LEVER HNDL,CI BODY,NCKL PLTD DI DISC,200 WOG,EPDM LINER,316 SS STEM | 2314.48 | 20.5 | 1 | 697988327221 | 69798832722 | 2314.48
BFV425 | 70 | MW222ESA A S | MW222ESA | 6 | BUTTERFLY VALVE,WAFER,LEVER HNDL,CI BODY,NCKL PLTD DI DISC,200 WOG,EPDM LINER,316 SS STEM,EPOXY CTD | 3143.34 | 23 | 1 | 697988558960 | 69798855896 | 3143.34
BFV425 | 70 | MW222NB A U | MW222NB | 8 | BUTTERFLY VALVE,WAFER,LEVER HANDLE,CI BODY,NCKL PLTD DI DISC,200 WOG,BLACK NEOPRENE LINER | 3808.12 | 20.6 | 1 | 697988509917 | 69798850991 | 3808.12
BFV425 | 70 | MW222V A J | MW222V | 2 | BUTTERFLY VALVE,WAFER,LEVER HANDLE,CI BODY,NCKL PLTD DI DISC,200 WOG,VITON LINER | 1904 | 8.46 | 1 | 697988145917 | 69798814591 | 1904
BFV425 | 70 | MW222V A L | MW222V | 3 | BUTTERFLY VALVE,WAFER,LEVER HANDLE,CI BODY,NCKL PLTD DI DISC,200 WOG,VITON LINER | 1969.52 | 10.58 | 1 | 697988145931 | 69798814593 | 1969.52
BFV425 | 70 | MW222V A N | MW222V | 4 | BUTTERFLY VALVE,WAFER,LEVER HANDLE,CI BODY,NCKL PLTD DI DISC,200 WOG,VITON LINER | 2437.53 | 13.55 | 1 | 697988145948 | 69798814594 | 2437.53
BFV425 | 70 | MW222V A R | MW222V | 5 | BUTTERFLY VALVE,WAFER,LEVER HANDLE,CI BODY,NCKL PLTD DI DISC,200 WOG,VITON LINER | 3389.52 | 14.57 | 1 | 697988145955 | 69798814595 | 3389.52
BFV425 | 70 | MW222V A S | MW222V | 6 | BUTTERFLY VALVE,WAFER,LEVER HANDLE,CI BODY,NCKL PLTD DI DISC,200 WOG,VITON LINER | 3824.46 | 20.98 | 1 | 697988145962 | 69798814596 | 3824.46
BFV425 | 70 | MW222V A U | MW222V | 8 | BUTTERFLY VALVE,WAFER,LEVER HANDLE,CI BODY,NCKL PLTD DI DISC,200 WOG,VITON LINER | 5900.88 | 35.396 | 1 | 697988145979 | 69798814597 | 5900.88
BFV425 | 70 | MW222V A W | MW222V | 10 | BUTTERFLY VALVE,WAFER,LEVER HANDLE,CI BODY,NCKL PLTD DI DISC,200 WOG,VITON LINER | 7534.03 | 53.37 | 1 | 697988353459 | 69798835345 | 7534.03
BFV425 | 70 | MW222V-A A S | MW222VA | 6 | BUTTERFLY VALVE,WAFER,LEVER HANDLE,CI BODY,NCKL PLTD DI DISC,200 WOG,VITON LINER,EPOXY CTD BODY | 4653.33 | 23 | 1 | 697988588363 | 69798858836 | 4653.33
BFV425 | 70 | MW222V-A A U | MW222VA | 8 | BUTTERFLY VALVE,WAFER,LEVER HANDLE,CI BODY,NCKL PLTD DI DISC,200 WOG,VITON LINER,EPOXY CTD BODY | 6819.94 | 35.9 | 1 | 697988503762 | 69798850376 | 6819.94
BFV425 | 70 | MW222VS A J | MW222VS | 2 | BUTTERFLY VALVE,WAFER,LEVER HANDLE,CI BODY,NCKL PLTD DI DISC,200 WOG,VITON LINER,316 SS STEM | 2059.89 | 8.46 | 1 | 697988693128 | 69798869312 | 2059.89
BFV425 | 70 | MW222VS A N | MW222VS | 4 | BUTTERFLY VALVE,WAFER,LEVER HANDLE,CI BODY,NCKL PLTD DI DISC,200 WOG,VITON LINER,316 SS STEM | 2642.66 | 13.244 | 1 | 697988635654 | 69798863565 | 2642.66
BFV425 | 70 | MW222VS A S | MW222VS | 6 | BUTTERFLY VALVE,WAFER,LEVER HANDLE,CI BODY,NCKL PLTD DI DISC,200 WOG,VITON LINER,316 SS STEM | 4103.61 | 20.206 | 1 | 697988635661 | 69798863566 | 4103.61
BFV425 | 70 | MW222VS A W | MW222VS | 10 | BUTTERFLY VALVE,WAFER,LEVER HANDLE,CI BODY,NCKL PLTD DI DISC,200 WOG,VITON LINER,316 SS STEM | 8289.15 | 53.37 | 1 | 697988635678 | 69798863567 | 8289.15
BFV425 | 70 | MW222VS AWJ | MW222VS | 12 | BUTTERFLY VALVE,WAFER,LEVER HANDLE,CI BODY,NCKL PLTD DI DISC,200 WOG,VITON LINER,316 SS STEM | 10857.79 | 81.2 | 1 | 697988635708 | 69798863570 | 10857.79
BFV425 | 70 | MW223B A J | MW223B | 2 | BUTTERFLY VALVE,WAFER,LEVER HANDLE,CI BODY,ALMN/BRNZ DISC,200 WOG,BUNA LINER | 968.35 | 8.15 | 1 | 697988146013 | 69798814601 | 968.35
BFV425 | 70 | MW223B A K | MW223B | 2 1/2 | BUTTERFLY VALVE,WAFER,LEVER HANDLE,CI BODY,ALMN/BRNZ DISC,200 WOG,BUNA LINER | 968.35 | 9.964 | 1 | 697988146020 | 69798814602 | 968.35
BFV425 | 70 | MW223B A L | MW223B | 3 | BUTTERFLY VALVE,WAFER,LEVER HANDLE,CI BODY,ALMN/BRNZ DISC,200 WOG,BUNA LINER | 1050.45 | 10.32 | 1 | 697988146037 | 69798814603 | 1050.45
BFV425 | 70 | MW223B A N | MW223B | 4 | BUTTERFLY VALVE,WAFER,LEVER HANDLE,CI BODY,ALMN/BRNZ DISC,200 WOG,BUNA LINER | 1370.45 | 13.228 | 1 | 697988146044 | 69798814604 | 1370.45
BFV425 | 70 | MW223B A R | MW223B | 5 | BUTTERFLY VALVE,WAFER,LEVER HANDLE,CI BODY,ALMN/BRNZ DISC,200 WOG,BUNA LINER | 1871.12 | 16.208 | 1 | 697988146051 | 69798814605 | 1871.12
BFV425 | 70 | MW223B A S | MW223B | 6 | BUTTERFLY VALVE,WAFER,LEVER HANDLE,CI BODY,ALMN/BRNZ DISC,200 WOG,BUNA LINER | 2265.11 | 20.392 | 1 | 697988146068 | 69798814606 | 2265.11
BFV425 | 70 | MW223B A U | MW223B | 8 | BUTTERFLY VALVE,WAFER,LEVER HANDLE,CI BODY,ALMN/BRNZ DISC,200 WOG,BUNA LINER | 3315.56 | 33.888 | 1 | 697988146075 | 69798814607 | 3315.56
BFV425 | 70 | MW223B A W | MW223B | 10 | BUTTERFLY VALVE,WAFER,LEVER HANDLE,CI BODY,ALMN/BRNZ DISC,200 WOG,BUNA LINER | 4398.93 | 55.45 | 1 | 697988146082 | 69798814608 | 4398.93
BFV425 | 70 | MW223B AWJ | MW223B | 12 | BUTTERFLY VALVE,WAFER,LEVER HANDLE,CI BODY,ALMN/BRNZ DISC,200 WOG,BUNA LINER | 6549.17 | 76.284 | 1 | 697988146099 | 69798814609 | 6549.17
BFV425 | 70 | MW223B-A A L | MW223BA | 3 | BUTTERFLY VALVE,WAFER,LEVER HANDLE,CI BODY,ALMN/BRNZ DISC,200 WOG,BUNA LINER,EPOXY CTD BODY | 1633.17 | 12 | 1 | 697988505308 | 69798850530 | 1633.17
BFV425 | 70 | MW223B-A A N | MW223BA | 4 | BUTTERFLY VALVE,WAFER,LEVER HANDLE,CI BODY,ALMN/BRNZ DISC,200 WOG,BUNA LINER,EPOXY CTD BODY | 1994.08 | 13.246 | 1 | 697988670754 | 69798867075 | 1994.08
BFV425 | 70 | MW223B-A A S | MW223BA | 6 | BUTTERFLY VALVE,WAFER,LEVER HANDLE,CI BODY,ALMN/BRNZ DISC,200 WOG,BUNA LINER,EPOXY COATED BODY | 3093.97 | 20.15 | 1 | 697988717480 | 69798871748 | 3093.97
BFV425 | 70 | MW223BS A J | MW223BS | 2 | BUTTERFLY VALVE,WAFER,LEVER HANDLE,CI BODY,ALMN/BRNZ DISC,200 WOG,BUNA LINER,316 SS STEM | 1124.27 | 10 | 1 | 697988146198 | 69798814619 | 1124.27
BFV425 | 70 | MW223BS A K | MW223BS | 2 1/2 | BUTTERFLY VALVE,WAFER,LEVER HANDLE,CI BODY,ALMN/BRNZ DISC,200 WOG,BUNA LINER,316 SS STEM | 1124.27 | 11 | 1 | 697988146204 | 69798814620 | 1124.27
BFV425 | 70 | MW223BS A L | MW223BS | 3 | BUTTERFLY VALVE,WAFER,LEVER HANDLE,CI BODY,ALMN/BRNZ DISC,200 WOG,BUNA LINER,316 SS STEM | 1222.86 | 12 | 1 | 697988146211 | 69798814621 | 1222.86
BFV425 | 70 | MW223BS A N | MW223BS | 4 | BUTTERFLY VALVE,WAFER,LEVER HANDLE,CI BODY,ALMN/BRNZ DISC,200 WOG,BUNA LINER,316 SS STEM | 1575.58 | 15 | 1 | 697988146228 | 69798814622 | 1575.58
BFV425 | 70 | MW223BS A R | MW223BS | 5 | BUTTERFLY VALVE,WAFER,LEVER HANDLE,CI BODY,ALMN/BRNZ DISC,200 WOG,BUNA LINER,316 SS STEM | 2092.7 | 15.98 | 1 | 697988146235 | 69798814623 | 2092.7
BFV425 | 70 | MW223BS A S | MW223BS | 6 | BUTTERFLY VALVE,WAFER,LEVER HANDLE,CI BODY,ALMN/BRNZ DISC,200 WOG,BUNA LINER,316 SS STEM | 2544.16 | 23 | 1 | 697988146242 | 69798814624 | 2544.16
BFV425 | 70 | MW223BS A U | MW223BS | 8 | BUTTERFLY VALVE,WAFER,LEVER HANDLE,CI BODY,ALMN/BRNZ DISC,200 WOG,BUNA LINER,316 SS STEM | 3709.54 | 33.788 | 1 | 697988146259 | 69798814625 | 3709.54
BFV425 | 70 | MW223BS A W | MW223BS | 10 | BUTTERFLY VALVE,WAFER,LEVER HANDLE,CI BODY,ALMN/BRNZ DISC,200 WOG,BUNA LINER,316 SS STEM | 5154.01 | 58 | 1 | 697988146266 | 69798814626 | 5154.01
BFV425 | 70 | MW223E A J | MW223E | 2 | BUTTERFLY VALVE,WAFER,LEVER HANDLE,CI BODY,ALMN/BRNZ DISC,200 WOG,EPDM LINER | 968.35 | 8.42 | 1 | 697988146273 | 69798814627 | 968.35
BFV425 | 70 | MW223E A K | MW223E | 2 1/2 | BUTTERFLY VALVE,WAFER,LEVER HANDLE,CI BODY,ALMN/BRNZ DISC,200 WOG,EPDM LINER | 968.35 | 10.08 | 1 | 697988146280 | 69798814628 | 968.35
BFV425 | 70 | MW223E A L | MW223E | 3 | BUTTERFLY VALVE,WAFER,LEVER HANDLE,CI BODY,ALMN/BRNZ DISC,200 WOG,EPDM LINER | 1050.45 | 10.168 | 1 | 697988146297 | 69798814629 | 1050.45
BFV425 | 70 | MW223E A N | MW223E | 4 | BUTTERFLY VALVE,WAFER,LEVER HANDLE,CI BODY,ALMN/BRNZ DISC,200 WOG,EPDM LINER | 1370.45 | 12.68 | 1 | 697988146303 | 69798814630 | 1370.45
BFV425 | 70 | MW223E A R | MW223E | 5 | BUTTERFLY VALVE,WAFER,LEVER HANDLE,CI BODY,ALMN/BRNZ DISC,200 WOG,EPDM LINER | 1871.12 | 15.92 | 1 | 697988146310 | 69798814631 | 1871.12
BFV425 | 70 | MW223E A S | MW223E | 6 | BUTTERFLY VALVE,WAFER,LEVER HANDLE,CI BODY,ALMN/BRNZ DISC,200 WOG,EPDM LINER | 2265.11 | 20.398 | 1 | 697988146327 | 69798814632 | 2265.11
BFV425 | 70 | MW223E A U | MW223E | 8 | BUTTERFLY VALVE,WAFER,LEVER HANDLE,CI BODY,ALMN/BRNZ DISC,200 WOG,EPDM LINER | 3315.56 | 33.69 | 1 | 697988146334 | 69798814633 | 3315.56
BFV425 | 70 | MW223E A W | MW223E | 10 | BUTTERFLY VALVE,WAFER,LEVER HANDLE,CI BODY,ALMN/BRNZ DISC,200 WOG,EPDM LINER | 4398.93 | 50.986 | 1 | 697988146341 | 69798814634 | 4398.93
BFV425 | 70 | MW223E AWJ | MW223E | 12 | BUTTERFLY VALVE,WAFER,LEVER HANDLE,CI BODY,ALMN/BRNZ DISC,200 WOG,EPDM LINER | 6549.17 | 76.104 | 1 | 697988146358 | 69798814635 | 6549.17
BFV425 | 70 | MW223E-A A J | MW223EA | 2 | BUTTERFLY VALVE,WAFER,LEVER HANDLE,CI BODY,ALMN/BRNZ DISC,200 WOG,EPDM LINER,EPOXY CTD BODY | 1436.21 | 8.3 | 1 | 697988494954 | 69798849495 | 1436.21
BFV425 | 70 | MW223E-A A K | MW223EA | 2 1/2 | BUTTERFLY VALVE,WAFER,LEVER HANDLE,CI BODY,ALMN/BRNZ DISC,200 WOG,EPDM LINER,EPOXY CTD BODY | 1436.21 | 10.02 | 1 | 697988494961 | 69798849496 | 1436.21
BFV425 | 70 | MW223E-A A L | MW223EA | 3 | BUTTERFLY VALVE,WAFER,LEVER HANDLE,CI BODY,ALMN/BRNZ DISC,200 WOG,EPDM LINER,EPOXY CTD BODY | 1633.17 | 10.168 | 1 | 697988494978 | 69798849497 | 1633.17
BFV425 | 70 | MW223E-A A N | MW223EA | 4 | BUTTERFLY VALVE,WAFER,LEVER HANDLE,CI BODY,ALMN/BRNZ DISC,200 WOG,EPDM LINER,EPOXY CTD BODY | 1994.08 | 15 | 1 | 697988494985 | 69798849498 | 1994.08
BFV425 | 70 | MW223E-A A R | MW223EA | 5 | BUTTERFLY VALVE,WAFER,LEVER HANDLE,CI BODY,ALMN/BRNZ DISC,200 WOG,EPDM LINER,EPOXY CTD BODY | 2642.57 | 15.92 | 1 | 697988494992 | 69798849499 | 2642.57
BFV425 | 70 | MW223E-A A S | MW223EA | 6 | BUTTERFLY VALVE,WAFER,LEVER HANDLE,CI BODY,ALMN/BRNZ DISC,200 WOG,EPDM LINER,EPOXY CTD BODY | 3093.96 | 20.398 | 1 | 697988495005 | 69798849500 | 3093.96
BFV425 | 70 | MW223E-A A U | MW223EA | 8 | BUTTERFLY VALVE,WAFER,LEVER HANDLE,CI BODY,ALMN/BRNZ DISC,200 WOG,EPDM LINER,EPOXY CTD BODY | 4234.66 | 33.69 | 1 | 697988495012 | 69798849501 | 4234.66
BFV425 | 70 | MW223ES A L | MW223ES | 3 | BUTTERFLY VALVE,WAFER,LEVER HANDLE,CI BODY,ALMN/BRNZ DISC,200 WOG,EPDM LINER,316 SS STEM | 1222.86 | 12 | 1 | 697988146426 | 69798814642 | 1222.86
BFV425 | 70 | MW223ES A N | MW223ES | 4 | BUTTERFLY VALVE,WAFER,LEVER HANDLE,CI BODY,ALMN/BRNZ DISC,200 WOG,EPDM LINER,316 SS STEM | 1575.58 | 15 | 1 | 697988146433 | 69798814643 | 1575.58
BFV425 | 70 | MW223ES A S | MW223ES | 6 | BUTTERFLY VALVE,WAFER,LEVER HANDLE,CI BODY,ALMN/BRNZ DISC,200 WOG,EPDM LINER,316 SS STEM | 2544.16 | 20.398 | 1 | 697988146440 | 69798814644 | 2544.16
BFV425 | 70 | MW223ES A U | MW223ES | 8 | BUTTERFLY VALVE,WAFER,LEVER HANDLE,CI BODY,ALMN/BRNZ DISC,200 WOG,EPDM LINER,316 SS STEM | 3709.54 | 39 | 1 | 697988578180 | 69798857818 | 3709.54
BFV425 | 70 | MW223ES-A A J | MW223ESA | 2 | BUTTERFLY VALVE,WAFER,LEVER HANDLE,CI BODY,ALMN/BRNZ DISC,SS STEM,200 WOG,EPDM LINER,EPOXY COATED | 1592.07 | 0 | 1 | 697988728349 | 69798872834 | 1592.07
BFV425 | 70 | MW223ESA A L | MW223EA | 3 | BUTTERFLY VALVE,WAFER,LEVER HANDLE,CI BODY,ALMN/BRNZ DISC,200 WOG,EPDM LINER,SS STEM,EPOXY CTD BODY | 1805.58 | 15 | 1 | 697988696501 | 69798869650 | 1805.58
BFV425 | 70 | MW223NB A J | MW223NB | 2 | BUTTERFLY VALVE,WAFER,LEVER HANDLE,CI BODY,ALMN/BRNZ DISC,200 WOG,BLACK NEOPRENE LINER | 1337.74 | 10 | 1 | 697988545182 | 69798854518 | 1337.74
BFV425 | 70 | MW223NB A L | MW223NB | 3 | BUTTERFLY VALVE,WAFER,LEVER HANDLE,CI BODY,ALMN/BRNZ DISC,200 WOG,BLACK NEOPRENE LINER | 1419.87 | 12 | 1 | 697988146532 | 69798814653 | 1419.87
BFV425 | 70 | MW223V A J | MW223V | 2 | BUTTERFLY VALVE,WAFER,LEVER HANDLE,CI BODY,ALMN/BRNZ DISC,200 WOG,VITON LINER | 1961.34 | 8.66 | 1 | 697988146556 | 69798814655 | 1961.34
BFV425 | 70 | MW223V A K | MW223V | 2 1/2 | BUTTERFLY VALVE,WAFER,LEVER HANDLE,CI BODY,ALMN/BRNZ DISC,200 WOG,VITON LINER | 1961.34 | 9.8 | 1 | 697988146563 | 69798814656 | 1961.34
BFV425 | 70 | MW223V A L | MW223V | 3 | BUTTERFLY VALVE,WAFER,LEVER HANDLE,CI BODY,ALMN/BRNZ DISC,200 WOG,VITON LINER | 2043.46 | 10.5 | 1 | 697988146570 | 69798814657 | 2043.46
BFV425 | 70 | MW223V A N | MW223V | 4 | BUTTERFLY VALVE,WAFER,LEVER HANDLE,CI BODY,ALMN/BRNZ DISC,200 WOG,VITON LINER | 2568.73 | 13.18 | 1 | 697988146587 | 69798814658 | 2568.73
BFV425 | 70 | MW223V A R | MW223V | 5 | BUTTERFLY VALVE,WAFER,LEVER HANDLE,CI BODY,ALMN/BRNZ DISC,200 WOG,VITON LINER | 3619.25 | 17.3 | 1 | 697988146594 | 69798814659 | 3619.25
BFV425 | 70 | MW223V A S | MW223V | 6 | BUTTERFLY VALVE,WAFER,LEVER HANDLE,CI BODY,ALMN/BRNZ DISC,200 WOG,VITON LINER | 4054.18 | 20.344 | 1 | 697988146600 | 69798814660 | 4054.18
BFV425 | 70 | MW223V A U | MW223V | 8 | BUTTERFLY VALVE,WAFER,LEVER HANDLE,CI BODY,ALMN/BRNZ DISC,200 WOG,VITON LINER | 6442.5 | 34.114 | 1 | 697988146617 | 69798814661 | 6442.5
BFV425 | 70 | MW223V A W | MW223V | 10 | BUTTERFLY VALVE,WAFER,LEVER HANDLE,CI BODY,ALMN/BRNZ DISC,200 WOG,VITON LINER | 8042.85 | 58 | 1 | 697988146624 | 69798814662 | 8042.85
BFV425 | 70 | MW223V-A A U | MW223VA | 8 | BUTTERFLY VALVE,WAFER,LEVER HANDLE,CI BODY,ALMN/BRNZ DISC,200 WOG,VITON LINER,EPOXY COATED BODY | 7361.59 | 34.114 | 1 | 697988718500 | 69798871850 | 7361.59
BFV425 | 70 | MW224B A J | MW224B | 2 | BUTTERFLY VALVE,WAFER,LEVER HANDLE,CI BODY,SS DISC,200 WOG,BUNA LINER | 1263.87 | 8.192 | 1 | 697988146648 | 69798814664 | 1263.87
BFV425 | 70 | MW224B A K | MW224B | 2 1/2 | BUTTERFLY VALVE,WAFER,LEVER HANDLE,CI BODY,SS DISC,200 WOG,BUNA LINER | 1263.87 | 9.95 | 1 | 697988146655 | 69798814665 | 1263.87
BFV425 | 70 | MW224B A L | MW224B | 3 | BUTTERFLY VALVE,WAFER,LEVER HANDLE,CI BODY,SS DISC,200 WOG,BUNA LINER | 1542.96 | 9.954 | 1 | 697988146662 | 69798814666 | 1542.96
BFV425 | 70 | MW224B A N | MW224B | 4 | BUTTERFLY VALVE,WAFER,LEVER HANDLE,CI BODY,SS DISC,200 WOG,BUNA LINER | 1936.78 | 12.926 | 1 | 697988146679 | 69798814667 | 1936.78
BFV425 | 70 | MW224B A R | MW224B | 5 | BUTTERFLY VALVE,WAFER,LEVER HANDLE,CI BODY,SS DISC,200 WOG,BUNA LINER | 2568.75 | 16.29 | 1 | 697988146686 | 69798814668 | 2568.75
BFV425 | 70 | MW224B A S | MW224B | 6 | BUTTERFLY VALVE,WAFER,LEVER HANDLE,CI BODY,SS DISC,200 WOG,BUNA LINER | 2938.12 | 20.472 | 1 | 697988146693 | 69798814669 | 2938.12
BFV425 | 70 | MW224B A U | MW224B | 8 | BUTTERFLY VALVE,WAFER,LEVER HANDLE,CI BODY,SS DISC,200 WOG,BUNA LINER | 4727.25 | 36.46 | 1 | 697988146709 | 69798814670 | 4727.25
BFV425 | 70 | MW224B A W | MW224B | 10 | BUTTERFLY VALVE,WAFER,LEVER HANDLE,CI BODY,SS DISC,200 WOG,BUNA LINER | 7657.14 | 54.8 | 1 | 697988146716 | 69798814671 | 7657.14
BFV425 | 70 | MW224B AWJ | MW224B | 12 | BUTTERFLY VALVE,WAFER,LEVER HANDLE,CI BODY,SS DISC,200 WOG,BUNA LINER | 10406.59 | 78 | 1 | 697988146723 | 69798814672 | 10406.59
BFV425 | 70 | MW224B-A A J | MW224BA | 2 | BUTTERFLY VALVE,WAFER,LEVER HANDLE,CI BODY,SS DISC,200 WOG,BUNA LINER,EPOXY CTD BODY | 1731.71 | 8.192 | 1 | 697988146730 | 69798814673 | 1731.71
BFV425 | 70 | MW224B-A A K | MW224BA | 2 1/2 | BUTTERFLY VALVE,WAFER,LEVER HANDLE,CI BODY,SS DISC,200 WOG,BUNA LINER,EPOXY CTD BODY | 1731.71 | 11 | 1 | 697988572065 | 69798857206 | 1731.71
BFV425 | 70 | MW224B-A A L | MW224BA | 3 | BUTTERFLY VALVE,WAFER,LEVER HANDLE,CI BODY,SS DISC,200 WOG,BUNA LINER,EPOXY CTD BODY | 2125.65 | 9.954 | 1 | 697988146747 | 69798814674 | 2125.65
BFV425 | 70 | MW224B-A A N | MW224BA | 4 | BUTTERFLY VALVE,WAFER,LEVER HANDLE,CI BODY,SS DISC,200 WOG,BUNA LINER,EPOXY CTD BODY | 2560.45 | 12.926 | 1 | 697988659018 | 69798865901 | 2560.45
BFV425 | 70 | MW224B-A A S | MW224BA | 6 | BUTTERFLY VALVE,WAFER,LEVER HANDLE,CI BODY,SS DISC,200 WOG,BUNA LINER,EPOXY CTD BODY | 3767.03 | 20.34 | 1 | 697988146754 | 69798814675 | 3767.03
BFV425 | 70 | MW224B-A A U | MW224BA | 8 | BUTTERFLY VALVE,WAFER,LEVER HANDLE,CI BODY,SS DISC,200 WOG,BUNA LINER,EPOXY CTD BODY | 5646.33 | 39 | 1 | 697988604469 | 69798860446 | 5646.33
BFV425 | 70 | MW224E A J | MW224E | 2 | BUTTERFLY VALVE,WAFER,LEVER HANDLE,CI BODY,SS DISC,200 WOG,EPDM LINER | 1263.87 | 8.44 | 1 | 697988146778 | 69798814677 | 1263.87
BFV425 | 70 | MW224E A K | MW224E | 2 1/2 | BUTTERFLY VALVE,WAFER,LEVER HANDLE,CI BODY,SS DISC,200 WOG,EPDM LINER | 1263.87 | 10.45 | 1 | 697988146785 | 69798814678 | 1263.87
BFV425 | 70 | MW224E A L | MW224E | 3 | BUTTERFLY VALVE,WAFER,LEVER HANDLE,CI BODY,SS DISC,200 WOG,EPDM LINER | 1542.96 | 10.11 | 1 | 697988146792 | 69798814679 | 1542.96
BFV425 | 70 | MW224E A N | MW224E | 4 | BUTTERFLY VALVE,WAFER,LEVER HANDLE,CI BODY,SS DISC,200 WOG,EPDM LINER | 1936.78 | 13.65 | 1 | 697988146808 | 69798814680 | 1936.78
BFV425 | 70 | MW224E A R | MW224E | 5 | BUTTERFLY VALVE,WAFER,LEVER HANDLE,CI BODY,SS DISC,200 WOG,EPDM LINER | 2568.75 | 17.32 | 1 | 697988146815 | 69798814681 | 2568.75
BFV425 | 70 | MW224E A S | MW224E | 6 | BUTTERFLY VALVE,WAFER,LEVER HANDLE,CI BODY,SS DISC,200 WOG,EPDM LINER | 2938.12 | 21 | 1 | 697988146822 | 69798814682 | 2938.12
BFV425 | 70 | MW224E A U | MW224E | 8 | BUTTERFLY VALVE,WAFER,LEVER HANDLE,CI BODY,SS DISC,200 WOG,EPDM LINER | 4727.25 | 37.22 | 1 | 697988146839 | 69798814683 | 4727.25
BFV425 | 70 | MW224E A W | MW224E | 10 | BUTTERFLY VALVE,WAFER,LEVER HANDLE,CI BODY,SS DISC,200 WOG,EPDM LINER | 7657.14 | 52.536 | 1 | 697988146846 | 69798814684 | 7657.14
BFV425 | 70 | MW224E AWJ | MW224E | 12 | BUTTERFLY VALVE,WAFER,LEVER HANDLE,CI BODY,SS DISC,200 WOG,EPDM LINER | 10406.59 | 79.31 | 1 | 697988146853 | 69798814685 | 10406.59
BFV425 | 70 | MW224E-A A J | MW224EA | 2 | BUTTERFLY VALVE,WAFER,LEVER HANDLE,CI BODY,SS DISC,200 WOG,EPDM LINER,EPOXY CTD BODY | 1731.71 | 8.13 | 1 | 697988146860 | 69798814686 | 1731.71
BFV425 | 70 | MW224E-A A K | MW224EA | 2 1/2 | BUTTERFLY VALVE,WAFER,LEVER HANDLE,CI BODY,SS DISC,200 WOG,EPDM LINER,EPOXY CTD BODY | 1731.71 | 10.45 | 1 | 697988146877 | 69798814687 | 1731.71
BFV425 | 70 | MW224E-A A L | MW224EA | 3 | BUTTERFLY VALVE,WAFER,LEVER HANDLE,CI BODY,SS DISC,200 WOG,EPDM LINER,EPOXY CTD BODY | 2125.65 | 12 | 1 | 697988146884 | 69798814688 | 2125.65
BFV425 | 70 | MW224E-A A N | MW224EA | 4 | BUTTERFLY VALVE,WAFER,LEVER HANDLE,CI BODY,SS DISC,200 WOG,EPDM LINER,EPOXY CTD BODY | 2560.45 | 15 | 1 | 697988146891 | 69798814689 | 2560.45
BFV425 | 70 | MW224E-A A R | MW224EA | 5 | BUTTERFLY VALVE,WAFER,LEVER HANDLE,CI BODY,SS DISC,200 WOG,EPDM LINER,EPOXY CTD BODY | 3340.15 | 19 | 1 | 697988625686 | 69798862568 | 3340.15
BFV425 | 70 | MW224E-A A S | MW224EA | 6 | BUTTERFLY VALVE,WAFER,LEVER HANDLE,CI BODY,SS DISC,200 WOG,EPDM LINER,EPOXY CTD BODY | 3767.03 | 21.75 | 1 | 697988146907 | 69798814690 | 3767.03
BFV425 | 70 | MW224E-A A U | MW224EA | 8 | BUTTERFLY VALVE,WAFER,LEVER HANDLE,CI BODY,SS DISC,200 WOG,EPDM LINER,EPOXY CTD BODY | 5646.33 | 32.56 | 1 | 697988146914 | 69798814691 | 5646.33
BFV425 | 70 | MW224E-A A W | MW224EA | 10 | BUTTERFLY VALVE,WAFER,LEVER HANDLE,CI BODY,SS DISC,200 WOG,EPDM LINER,EPOXY CTD BODY | 8773.29 | 59.25 | 1 | 697988146921 | 69798814692 | 8773.29
BFV425 | 70 | MW224E-A AWJ | MW224EA | 12 | BUTTERFLY VALVE,WAFER,LEVER HANDLE,CI BODY,SS DISC,200 WOG,EPDM LINER,EPOXY CTD BODY | 11941.24 | 79.31 | 1 | 697988146938 | 69798814693 | 11941.24
BFV425 | 70 | MW224H A J | MW224H | 2 | BUTTERFLY VALVE,WAFER,LEVER HANDLE,CI BODY,SS DISC,200 WOG,HYPALON LINER | 1633.23 | 10 | 1 | 697988146952 | 69798814695 | 1633.23
BFV425 | 70 | MW224H A L | MW224H | 3 | BUTTERFLY VALVE,WAFER,LEVER HANDLE,CI BODY,SS DISC,200 WOG,HYPALON LINER | 1912.3 | 11.662 | 1 | 697988365827 | 69798836582 | 1912.3
BFV425 | 70 | MW224NW A W | MW224NW | 10 | BUTTERFLY VALVE,WAFER,LEVER HANDLE,CI BODY,SS DISC,200 WOG,WHITE NEOPRENE LINER | 8945.61 | 109.7 | 1 | 697988147126 | 69798814712 | 8945.61
BFV425 | 70 | MW224NW AWJ | MW224NW | 12 | BUTTERFLY VALVE,WAFER,LEVER HANDLE,CI BODY,SS DISC,200 WOG,WHITE NEOPRENE LINER | 12285.95 | 79.31 | 1 | 697988147133 | 69798814713 | 12285.95
BFV425 | 70 | MW224NWA A S | MW224NWA | 6 | BUTTERFLY VALVE,WAFER,LEVER HANDLE,CI BODY,SS DISC,200 WOG,WHITE NEOPRENE LINER,EPOXY CTD BODY | 4357.96 | 21.2 | 1 | 697988346734 | 69798834673 | 4357.96
BFV425 | 70 | MW224T A J | MW224T | 2 | BUTTERFLY VALVE,WAFER,LEVER HANDLE,CI BODY,SS DISC,200 WOG,TEFLON LINER | 3980.45 | 8.12 | 1 | 697988147140 | 69798814714 | 3980.45
BFV425 | 70 | MW224T A K | MW224T | 2 1/2 | BUTTERFLY VALVE,WAFER,LEVER HANDLE,CI BODY,SS DISC,200 WOG,TEFLON LINER | 4374.46 | 10.1 | 1 | 697988147157 | 69798814715 | 4374.46
BFV425 | 70 | MW224T A L | MW224T | 3 | BUTTERFLY VALVE,WAFER,LEVER HANDLE,CI BODY,SS DISC,200 WOG,TEFLON LINER | 4751.85 | 10.54 | 1 | 697988147164 | 69798814716 | 4751.85
BFV425 | 70 | MW224T A N | MW224T | 4 | BUTTERFLY VALVE,WAFER,LEVER HANDLE,CI BODY,SS DISC,200 WOG,TEFLON LINER | 5646.33 | 14.22 | 1 | 697988147171 | 69798814717 | 5646.33
BFV425 | 70 | MW224T A S | MW224T | 6 | BUTTERFLY VALVE,WAFER,LEVER HANDLE,CI BODY,SS DISC,200 WOG,TEFLON LINER | 7870.49 | 20.68 | 1 | 697988147188 | 69798814718 | 7870.49
BFV425 | 70 | MW224V A J | MW224V | 2 | BUTTERFLY VALVE,WAFER,LEVER HANDLE,CI BODY,SS DISC,200 WOG,VITON LINER | 2256.83 | 8.85 | 1 | 697988147225 | 69798814722 | 2256.83
BFV425 | 70 | MW224V A K | MW224V | 2 1/2 | BUTTERFLY VALVE,WAFER,LEVER HANDLE,CI BODY,SS DISC,200 WOG,VITON LINER | 2256.83 | 9.7 | 1 | 697988147232 | 69798814723 | 2256.83
BFV425 | 70 | MW224V A L | MW224V | 3 | BUTTERFLY VALVE,WAFER,LEVER HANDLE,CI BODY,SS DISC,200 WOG,VITON LINER | 2535.89 | 10.42 | 1 | 697988147249 | 69798814724 | 2535.89
BFV425 | 70 | MW224V A N | MW224V | 4 | BUTTERFLY VALVE,WAFER,LEVER HANDLE,CI BODY,SS DISC,200 WOG,VITON LINER | 3135.03 | 13.372 | 1 | 697988147256 | 69798814725 | 3135.03
BFV425 | 70 | MW224V A R | MW224V | 5 | BUTTERFLY VALVE,WAFER,LEVER HANDLE,CI BODY,SS DISC,200 WOG,VITON LINER | 4316.9 | 16.3 | 1 | 697988147263 | 69798814726 | 4316.9
BFV425 | 70 | MW224V A S | MW224V | 6 | BUTTERFLY VALVE,WAFER,LEVER HANDLE,CI BODY,SS DISC,200 WOG,VITON LINER | 4727.25 | 21.9 | 1 | 697988147270 | 69798814727 | 4727.25
BFV425 | 70 | MW224V A U | MW224V | 8 | BUTTERFLY VALVE,WAFER,LEVER HANDLE,CI BODY,SS DISC,200 WOG,VITON LINER | 7854.13 | 39.1 | 1 | 697988147287 | 69798814728 | 7854.13
BFV425 | 70 | MW224V A W | MW224V | 10 | BUTTERFLY VALVE,WAFER,LEVER HANDLE,CI BODY,SS DISC,200 WOG,VITON LINER | 11301.05 | 58.65 | 1 | 697988147294 | 69798814729 | 11301.05
BFV425 | 70 | MW224V AWJ | MW224V | 12 | BUTTERFLY VALVE,WAFER,LEVER HANDLE,CI BODY,SS DISC,200 WOG,VITON LINER | 14936.91 | 81.2 | 1 | 697988147300 | 69798814730 | 14936.91
BFV425 | 70 | MW224V-A A K | MW224VA | 2 1/2 | BUTTERFLY VALVE,WAFER,LEVER HANDLE,CI BODY,SS DISC,200 WOG,VITON LINER,EPOXY CTD BODY | 2724.7 | 9.7 | 1 | 697988344198 | 69798834419 | 2724.7
BFV425 | 70 | MW224V-A A L | MW224VA | 3 | BUTTERFLY VALVE,WAFER,LEVER HANDLE,CI BODY,SS DISC,200 WOG,VITON LINER,EPOXY CTD BODY | 3118.63 | 10.9 | 1 | 697988344204 | 69798834420 | 3118.63
BFV425 | 70 | MW224V-A A N | MW224VA | 4 | BUTTERFLY VALVE,WAFER,LEVER HANDLE,CI BODY,SS DISC,200 WOG,VITON LINER,EPOXY CTD BODY | 3758.67 | 13.372 | 1 | 697988344211 | 69798834421 | 3758.67
BFV425 | 70 | MW224V-A A R | MW224VA | 5 | BUTTERFLY VALVE,WAFER,LEVER HANDLE,CI BODY,SS DISC,200 WOG,VITON LINER,EPOXY CTD BODY | 5088.34 | 16.3 | 1 | 697988344228 | 69798834422 | 5088.34
BFV425 | 70 | MW224V-A A S | MW224VA | 6 | BUTTERFLY VALVE,WAFER,LEVER HANDLE,CI BODY,SS DISC,200 WOG,VITON LINER,EPOXY CTD BODY | 5556.11 | 21.9 | 1 | 697988344235 | 69798834423 | 5556.11
BFV425 | 70 | MW224V-A A U | MW224VA | 8 | BUTTERFLY VALVE,WAFER,LEVER HANDLE,CI BODY,SS DISC,200 WOG,VITON LINER,EPOXY CTD BODY | 8773.29 | 39.1 | 1 | 697988344242 | 69798834424 | 8773.29
BFV425 | 70 | MW224V-A A W | MW224VA | 10 | BUTTERFLY VALVE,WAFER,LEVER HANDLE,CI BODY,SS DISC,200 WOG,VITON LINER,EPOXY CTD BODY | 12417.2 | 58.65 | 1 | 697988344259 | 69798834425 | 12417.2
BFV425 | 70 | MW224V-A AWJ | MW224VA | 12 | BUTTERFLY VALVE,WAFER,LEVER HANDLE,CI BODY,SS DISC,200 WOG,VITON LINER,EPOXY CTD BODY | 16471.55 | 81.2 | 1 | 697988344266 | 69798834426 | 16471.55
BFV425 | 70 | MW227B A J | MW227B | 2 | BUTTERFLY VALVE,WAFER,LEVER HANDLE,CI BODY,NYLON CTD DI DISC,200 WOG,BUNA LINER | 1042.36 | 11 | 1 | 697988326439 | 69798832643 | 1042.36
BFV425 | 70 | MW227E A L | MW227E | 3 | BUTTERFLY VALVE,WAFER,LEVER HANDLE,CI BODY,NYLON CTD DI DISC,200 WOG,EPDM LINER | 1140.75 | 12 | 1 | 697988147447 | 69798814744 | 1140.75
BFV425 | 70 | MW227E A N | MW227E | 4 | BUTTERFLY VALVE,WAFER,LEVER HANDLE,CI BODY,NYLON CTD DI DISC,200 WOG,EPDM LINER | 1428.13 | 15 | 1 | 697988147454 | 69798814745 | 1428.13
BFV425 | 70 | MW227ESA A N | MW227ESA | 4 | BUTTERFLY VALVE,WAFER,LEVER HNDL,CI BODY,NYLN CTD DI DISC,200 WOG,EPDM LINR,316 SS STEM,EPXY CTD BDY | 2256.95 | 15 | 1 | 697988510043 | 69798851004 | 2256.95
BFV425 | 70 | MW227ESA A S | MW227ESA | 6 | BUTTERFLY VALVE,WAFER,LEVER HNDL,CI BODY,NYLN CTD DI DISC,200 WOG,EPDM LINR,316 SS STEM,EPXY CTD BDY | 3446.99 | 23 | 1 | 697988510050 | 69798851005 | 3446.99
BFV425 | 70 | MW228B A U | MW228B | 8 | BUTTERFLY VALVE,WAFER,LEVER HANDLE,CI BODY,EPOXY CTD DI DISC,200 WOG,BUNA LINER | 3102.25 | 44 | 1 | 697988343139 | 69798834313 | 3102.25
BFV425 | 70 | MW228B A W | MW228B | 10 | BUTTERFLY VALVE,WAFER,LEVER HANDLE,CI BODY,EPOXY CTD DI DISC,200 WOG,BUNA LINER | 4357.92 | 76 | 1 | 697988343146 | 69798834314 | 4357.92
BFV425 | 70 | MW228E A K | MW228E | 2 1/2 | BUTTERFLY VALVE,WAFER,LEVER HANDLE,CI BODY,EPOXY CTD DI DISC,200 WOG,EPDM LINER | 1009.59 | 11 | 1 | 697988640870 | 69798864087 | 1009.59
BFV425 | 70 | MW228E A L | MW228E | 3 | BUTTERFLY VALVE,WAFER,LEVER HANDLE,CI BODY,EPOXY CTD DI DISC,200 WOG,EPDM LINER | 1099.72 | 10.32 | 1 | 697988640887 | 69798864088 | 1099.72
BFV425 | 70 | MW228E A N | MW228E | 4 | BUTTERFLY VALVE,WAFER,LEVER HANDLE,CI BODY,EPOXY CTD DI DISC,200 WOG,EPDM LINER | 1395.17 | 13.23 | 1 | 697988640894 | 69798864089 | 1395.17
BFV425 | 70 | MW228E A S | MW228E | 6 | BUTTERFLY VALVE,WAFER,LEVER HANDLE,CI BODY,EPOXY CTD DI DISC,200 WOG,EPDM LINER | 2297.98 | 20.39 | 1 | 697988640900 | 69798864090 | 2297.98
BFV425 | 70 | MW228E A U | MW228E | 8 | BUTTERFLY VALVE,WAFER,LEVER HANDLE,CI BODY,EPOXY CTD DI DISC,200 WOG,EPDM LINER | 3102.25 | 44 | 1 | 697988398351 | 69798839835 | 3102.25
BFV425 | 70 | MW228E A W | MW228E | 10 | BUTTERFLY VALVE,WAFER,LEVER HANDLE,CI BODY,EPOXY CTD DI DISC,200 WOG,EPDM LINER | 4357.92 | 55.45 | 1 | 697988640917 | 69798864091 | 4357.92
BFV425 | 70 | MW228E-A A L | MW228EA | 3 | BUTTERFLY VALVE,WAFER,LEVER HANDLE,CI BODY,EPOXY CTD DI DISC,200 WOG,EPDM LINER,EPOXY CTD BODY | 1682.44 | 10.32 | 1 | 697988645554 | 69798864555 | 1682.44
BFV425 | 70 | MW228E-A A W | MW228EA | 10 | BUTTERFLY VALVE,WAFER,LEVER HANDLE,CI BODY,EPOXY CTD DI DISC,200 WOG,EPDM LINER,EPOXY CTD BODY | 5474.06 | 55.45 | 1 | 697988382572 | 69798838257 | 5474.06
BFV425 | 70 | MW228V A L | MW228V | 3 | BUTTERFLY VALVE,WAFER,LEVER HANDLE,CI BODY,EPOXY CTD DI DISC,200 WOG,VITON LINER | 2092.7 | 12 | 1 | 697988373846 | 69798837384 | 2092.7
BFV425 | 71 | MW232B A J | MW232B | 2 | BUTTERFLY VALVE,WAFER,LEVER HANDLE,DI BODY,NCKL PLTD DI DISC,200 WOG,BUNA LINER | 1066.89 | 8.26 | 1 | 697988716636 | 69798871663 | 1066.89
BFV425 | 71 | MW232B A K | MW232B | 2 1/2 | BUTTERFLY VALVE,WAFER,LEVER HANDLE,DI BODY,NCKL PLTD DI DISC,200 WOG,BUNA LINER | 1066.89 | 11 | 1 | 697988543614 | 69798854361 | 1066.89
BFV425 | 71 | MW232B A L | MW232B | 3 | BUTTERFLY VALVE,WAFER,LEVER HANDLE,DI BODY,NCKL PLTD DI DISC,200 WOG,BUNA LINER | 1198.27 | 10.95 | 1 | 697988550124 | 69798855012 | 1198.27
BFV425 | 71 | MW232B A N | MW232B | 4 | BUTTERFLY VALVE,WAFER,LEVER HANDLE,DI BODY,NCKL PLTD DI DISC,200 WOG,BUNA LINER | 1510.08 | 13.4 | 1 | 697988147546 | 69798814754 | 1510.08
BFV425 | 71 | MW232B A R | MW232B | 5 | BUTTERFLY VALVE,WAFER,LEVER HANDLE,DI BODY,NCKL PLTD DI DISC,200 WOG,BUNA LINER | 2027.1 | 19 | 1 | 697988543621 | 69798854362 | 2027.1
BFV425 | 71 | MW232B A S | MW232B | 6 | BUTTERFLY VALVE,WAFER,LEVER HANDLE,DI BODY,NCKL PLTD DI DISC,200 WOG,BUNA LINER | 2421.09 | 23 | 1 | 697988147553 | 69798814755 | 2421.09
BFV425 | 71 | MW232B A U | MW232B | 8 | BUTTERFLY VALVE,WAFER,LEVER HANDLE,DI BODY,NICKEL PLATED DI DISC,200 WOG,BUNA LINER | 3225.42 | 34.49 | 1 | 697988716643 | 69798871664 | 3225.42
BFV425 | 71 | MW232E A J | MW232E | 2 | BUTTERFLY VALVE,WAFER,LEVER HANDLE,DI BODY,NCKL PLTD DI DISC,200 WOG,EPDM LINER | 1066.89 | 10 | 1 | 697988509832 | 69798850983 | 1066.89
BFV425 | 71 | MW232E A L | MW232E | 3 | BUTTERFLY VALVE,WAFER,LEVER HANDLE,DI BODY,NCKL PLTD DI DISC,200 WOG,EPDM LINER | 1198.27 | 10.112 | 1 | 697988512542 | 69798851254 | 1198.27
BFV425 | 71 | MW232E A N | MW232E | 4 | BUTTERFLY VALVE,WAFER,LEVER HANDLE,DI BODY,NCKL PLTD DI DISC,200 WOG,EPDM LINER | 1510.08 | 13.026 | 1 | 697988147577 | 69798814757 | 1510.08
BFV425 | 71 | MW232E A S | MW232E | 6 | BUTTERFLY VALVE,WAFER,LEVER HANDLE,DI BODY,NCKL PLTD DI DISC,200 WOG,EPDM LINER | 2421.09 | 23 | 1 | 697988570245 | 69798857024 | 2421.09
BFV425 | 71 | MW232E A W | MW232E | 10 | BUTTERFLY VALVE,WAFER,LEVER HANDLE,DI BODY,NCKL PLTD DI DISC,200 WOG,EPDM LINER | 4481.1 | 58 | 1 | 697988594074 | 69798859407 | 4481.1
BFV425 | 71 | MW232V A L | MW232V | 3 | BUTTERFLY VALVE,WAFER,LEVER HANDLE,DI BODY,NCKL PLTD DI DISC,200 WOG,VITON LINER | 2191.21 | 11.112 | 1 | 697988570818 | 69798857081 | 2191.21
BFV425 | 71 | MW232V A N | MW232V | 4 | BUTTERFLY VALVE,WAFER,LEVER HANDLE,DI BODY,NCKL PLTD DI DISC,200 WOG,VITON LINER | 2708.26 | 15 | 1 | 697988576858 | 69798857685 | 2708.26
BFV425 | 71 | MW232V A S | MW232V | 6 | BUTTERFLY VALVE,WAFER,LEVER HANDLE,DI BODY,NCKL PLTD DI DISC,200 WOG,VITON LINER | 4210.22 | 23 | 1 | 697988586017 | 69798858601 | 4210.22
BFV425 | 71 | MW232VS A N | MW232VS | 4 | BUTTERFLY VALVE,WAFER,LEVER HANDLE,DI BODY,NCKL PLTD DI DISC,200 WOG,316 SS STEM,VITON LINER | 3329.62 | 0 | 1 | 697988771703 | 69798877170 | 3329.62
BFV425 | 71 | MW232VS A S | MW232VS | 6 | BUTTERFLY VALVE,WAFER,LEVER HANDLE,DI BODY,NCKL PLTD DI DISC,200 WOG,316 SS STEM,VITON LINER | 5130.66 | 21 | 1 | 697988771666 | 69798877166 | 5130.66
BFV425 | 71 | MW233B A J | MW233B | 2 | BUTTERFLY VALVE,WAFER,LEVER HANDLE,DI BODY,ALMN/BRNZ DISC,200 WOG,BUNA LINER | 1149 | 8.16 | 1 | 697988376700 | 69798837670 | 1149
BFV425 | 71 | MW233B A K | MW233B | 2 1/2 | BUTTERFLY VALVE,WAFER,LEVER HANDLE,DI BODY,ALMN/BRNZ DISC,200 WOG,BUNA LINER | 1149 | 9.82 | 1 | 697988376717 | 69798837671 | 1149
BFV425 | 71 | MW233B A L | MW233B | 3 | BUTTERFLY VALVE,WAFER,LEVER HANDLE,DI BODY,ALMN/BRNZ DISC,200 WOG,BUNA LINER | 1263.87 | 10.32 | 1 | 697988376724 | 69798837672 | 1263.87
BFV425 | 71 | MW233B A N | MW233B | 4 | BUTTERFLY VALVE,WAFER,LEVER HANDLE,DI BODY,ALMN/BRNZ DISC,200 WOG,BUNA LINER | 1657.85 | 14 | 1 | 697988147591 | 69798814759 | 1657.85
BFV425 | 71 | MW233B A R | MW233B | 5 | BUTTERFLY VALVE,WAFER,LEVER HANDLE,DI BODY,ALMN/BRNZ DISC,200 WOG,BUNA LINER | 2355.35 | 15.6 | 1 | 697988376731 | 69798837673 | 2355.35
BFV425 | 71 | MW233B A S | MW233B | 6 | BUTTERFLY VALVE,WAFER,LEVER HANDLE,DI BODY,ALMN/BRNZ DISC,200 WOG,BUNA LINER | 2667.4 | 20.122 | 1 | 697988376748 | 69798837674 | 2667.4
BFV425 | 71 | MW233B A U | MW233B | 8 | BUTTERFLY VALVE,WAFER,LEVER HANDLE,DI BODY,ALMN/BRNZ DISC,200 WOG,BUNA LINER | 3799.85 | 35.9 | 1 | 697988376755 | 69798837675 | 3799.85
BFV425 | 71 | MW233B A W | MW233B | 10 | BUTTERFLY VALVE,WAFER,LEVER HANDLE,DI BODY,ALMN/BRNZ DISC,200 WOG,BUNA LINER | 5014.49 | 58 | 1 | 697988376762 | 69798837676 | 5014.49
BFV425 | 71 | MW233B AWJ | MW233B | 12 | BUTTERFLY VALVE,WAFER,LEVER HANDLE,DI BODY,ALMN/BRNZ DISC,200 WOG,BUNA LINER | 7337 | 79.22 | 1 | 697988376779 | 69798837677 | 7337
BFV425 | 71 | MW233BS A J | MW233BS | 2 | BUTTERFLY VALVE,WAFER,LEVER HANDLE,DI BODY,ALMN/BRNZ DISC,200 WOG,BUNA LINER,316 SS STEM | 1304.92 | 8.52 | 1 | 697988649477 | 69798864947 | 1304.92
BFV425 | 71 | MW233BS A K | MW233BS | 2 1/2 | BUTTERFLY VALVE,WAFER,LEVER HANDLE,DI BODY,ALMN/BRNZ DISC,200 WOG,BUNA LINER,316 SS STEM | 1304.92 | 10.14 | 1 | 697988649484 | 69798864948 | 1304.92
BFV425 | 71 | MW233BS A L | MW233BS | 3 | BUTTERFLY VALVE,WAFER,LEVER HANDLE,DI BODY,ALMN/BRNZ DISC,200 WOG,BUNA LINER,316 SS STEM | 1436.27 | 10.52 | 1 | 697988649491 | 69798864949 | 1436.27
BFV425 | 71 | MW233BS A N | MW233BS | 4 | BUTTERFLY VALVE,WAFER,LEVER HANDLE,DI BODY,ALMN/BRNZ DISC,200 WOG,BUNA LINER,316 SS STEM | 1863.01 | 13.96 | 1 | 697988646094 | 69798864609 | 1863.01
BFV425 | 71 | MW233BS A R | MW233BS | 5 | BUTTERFLY VALVE,WAFER,LEVER HANDLE,DI BODY,ALMN/BRNZ DISC,200 WOG,BUNA LINER,316 SS STEM | 2576.92 | 17.22 | 1 | 697988646155 | 69798864615 | 2576.92
BFV425 | 71 | MW233BS A S | MW233BS | 6 | BUTTERFLY VALVE,WAFER,LEVER HANDLE,DI BODY,ALMN/BRNZ DISC,200 WOG,BUNA LINER,316 SS STEM | 2946.51 | 20.122 | 1 | 697988646124 | 69798864612 | 2946.51
BFV425 | 71 | MW233BS-A A J | MW233BSA | 2 | BUTTERFLY VALVE,WAFER,LEVER HANDLE,DI BODY,ALMN/BRNZ DISC,200 WOG,BUNA LINER,316 SS STEM,EPOXY CTD | 1772.73 | 8.5 | 1 | 697988727175 | 69798872717 | 1772.73
BFV425 | 71 | MW233BS-A A K | MW233BSA | 2 1/2 | BUTTERFLY VALVE,WAFER,LEVER HANDLE,DI BODY,ALMN/BRNZ DISC,200 WOG,BUNA LINER,316 SS STEM,EPOXY CTD | 1772.73 | 10.2 | 1 | 697988727182 | 69798872718 | 1772.73
BFV425 | 71 | MW233BS-A A L | MW233BSA | 3 | BUTTERFLY VALVE,WAFER,LEVER HANDLE,DI BODY,ALMN/BRNZ DISC,200 WOG,BUNA LINER,316 SS STEM,EPOXY CTD | 2018.98 | 10.5 | 1 | 697988727199 | 69798872719 | 2018.98
BFV425 | 71 | MW233BS-A A N | MW233BSA | 4 | BUTTERFLY VALVE,WAFER,LEVER HANDLE,DI BODY,ALMN/BRNZ DISC,200 WOG,BUNA LINER,316 SS STEM | 2486.67 | 14 | 1 | 697988727205 | 69798872720 | 2486.67
BFV425 | 71 | MW233E A J | MW233E | 2 | BUTTERFLY VALVE,WAFER,LEVER HANDLE,DI BODY,ALMN/BRNZ DISC,200 WOG,EPDM LINER | 1149 | 8.42 | 1 | 697988500174 | 69798850017 | 1149
BFV425 | 71 | MW233E A K | MW233E | 2 1/2 | BUTTERFLY VALVE,WAFER,LEVER HANDLE,DI BODY,ALMN/BRNZ DISC,200 WOG,EPDM LINER | 1149 | 10.2 | 1 | 697988147645 | 69798814764 | 1149
BFV425 | 71 | MW233E A L | MW233E | 3 | BUTTERFLY VALVE,WAFER,LEVER HANDLE,DI BODY,ALMN/BRNZ DISC,200 WOG,EPDM LINER | 1263.87 | 9.786 | 1 | 697988147652 | 69798814765 | 1263.87
BFV425 | 71 | MW233E A N | MW233E | 4 | BUTTERFLY VALVE,WAFER,LEVER HANDLE,DI BODY,ALMN/BRNZ DISC,200 WOG,EPDM LINER | 1657.85 | 13.68 | 1 | 697988147669 | 69798814766 | 1657.85
BFV425 | 71 | MW233E A R | MW233E | 5 | BUTTERFLY VALVE,WAFER,LEVER HANDLE,DI BODY,ALMN/BRNZ DISC,200 WOG,EPDM LINER | 2355.35 | 16.55 | 1 | 697988500167 | 69798850016 | 2355.35
BFV425 | 71 | MW233E A S | MW233E | 6 | BUTTERFLY VALVE,WAFER,LEVER HANDLE,DI BODY,ALMN/BRNZ DISC,200 WOG,EPDM LINER | 2667.4 | 19.84 | 1 | 697988147676 | 69798814767 | 2667.4
BFV425 | 71 | MW233E A U | MW233E | 8 | BUTTERFLY VALVE,WAFER,LEVER HANDLE,DI BODY,ALMN/BRNZ DISC,200 WOG,EPDM LINER | 3799.85 | 35.86 | 1 | 697988500150 | 69798850015 | 3799.85
BFV425 | 71 | MW233E-A A S | MW233EA | 6 | BUTTERFLY VALVE,WAFER,LEVER HANDLE,DI BODY,ALMN/BRNZ DISC,200 WOG,EPDM LINER,EPOXY CTD BODY | 3496.22 | 23 | 1 | 697988586840 | 69798858684 | 3496.22
BFV425 | 71 | MW233ES A L | MW233ES | 3 | BUTTERFLY VALVE,WAFER,LEVER OPERATOR,DI BODY,ALMN/BRNZ DISC,200 WOG,EPDM LINER,316 SS STEM | 1436.27 | 10.36 | 1 | 697988594395 | 69798859439 | 1436.27
BFV425 | 71 | MW233ES A S | MW233ES | 6 | BUTTERFLY VALVE,WAFER,LEVER HANDLE,DI BODY,ALMN/BRNZ DISC,200 WOG,EPDM LINER,316 SS STEM | 2946.51 | 20.26 | 1 | 697988649989 | 69798864998 | 2946.51
BFV425 | 71 | MW233ES-A A J | MW233ESA | 2 | BUTTERFLY VALVE,WAFER,LEVER HANDLE,DI BODY,ALMN/BRNZ DISC,SS STEM,200 WOG,EPDM LINER,EPOXY COATED | 1772.73 | 8.5 | 1 | 697988728356 | 69798872835 | 1772.73
BFV425 | 71 | MW233ES-A A K | MW233ESA | 2 1/2 | BUTTERFLY VALVE,WAFER,LEVER HANDLE,DI BODY,ALMN/BRNZ DISC,SS STEM,200 WOG,EPDM LINER,EPOXY COATED | 1772.73 | 10.2 | 1 | 697988731301 | 69798873130 | 1772.73
BFV425 | 71 | MW233ES-A A L | MW233EA | 3 | BUTTERFLY VALVE,WAFER,lEVER OPERATOR,DI BODY,ALMN/BRNZ DISC,200 WOG,EPDM LINER,316 SS STEM,EPOXY CTD | 2018.98 | 10.2 | 1 | 697988727229 | 69798872722 | 2018.98
BFV425 | 71 | MW233ES-A A N | MW233ESA | 4 | BUTTERFLY VALVE,WAFER,LEVER HANDLE,DI BODY,ALMN/BRNZ DISC,200 WOG,EPDM LINER,316 SS STEM,EPOXY CTD | 2486.67 | 14 | 1 | 697988727236 | 69798872723 | 2486.67
BFV425 | 71 | MW233ES-A A S | MW233ES | 6 | BUTTERFLY VALVE,WAFER,LEVER HANDLE,DI BODY,ALMN/BRNZ DISC,SS STEM,200 WOG,EPDM LINER,EPOXY COATED | 3775.35 | 20.1 | 1 | 697988731318 | 69798873131 | 3775.35
BFV425 | 71 | MW233ES-A A U | MW233ESA | 8 | BUTTERFLY VALVE,WAFER,LEVER HANDLE,DI BODY,ALUMINUM BRONZE DISC,SS STEM,200 WOG,EPDM LINER,EPOXY CTD | 5112.87 | 35.9 | 1 | 697988728110 | 69798872811 | 5112.87
BFV425 | 71 | MW233NB A J | MW233NB | 2 | BUTTERFLY VALVE,WAFER,LEVER HANDLE,DI BODY,ALMN/BRNZ DISC,200 WOG,BLACK NEOPRENE LINER | 1518.37 | 8.4 | 1 | 697988727359 | 69798872735 | 1518.37
BFV425 | 71 | MW233V A J | MW233V | 2 | BUTTERFLY VALVE,WAFER,LEVER HANDLE,DI BODY,ALMN/BRNZ DISC,200 WOG,VITON LINER | 2142 | 8.228 | 1 | 697988620971 | 69798862097 | 2142
BFV425 | 71 | MW233V A K | MW233V | 2 1/2 | BUTTERFLY VALVE,WAFER,LEVER HANDLE,DI BODY,ALMN/BRNZ DISC,200 WOG,VITON LINER | 2142 | 12.5 | 1 | 697988666542 | 69798866654 | 2142
BFV425 | 71 | MW233V A L | MW233V | 3 | BUTTERFLY VALVE,WAFER,LEVER HANDLE,DI BODY,ALMN/BRNZ DISC,200 WOG,VITON LINER | 2256.83 | 12 | 1 | 697988393097 | 69798839309 | 2256.83
BFV425 | 71 | MW233V A N | MW233V | 4 | BUTTERFLY VALVE,WAFER,LEVER HANDLE,DI BODY,ALMN/BRNZ DISC,200 WOG,VITON LINER | 2856.1 | 13.184 | 1 | 697988527706 | 69798852770 | 2856.1
BFV425 | 71 | MW233V A R | MW233V | 5 | BUTTERFLY VALVE,WAFER,LEVER HANDLE,DI BODY,ALMN/BRNZ DISC,200 WOG,VITON LINER | 4103.53 | 17.06 | 1 | 697988668881 | 69798866888 | 4103.53
BFV425 | 71 | MW233V A S | MW233V | 6 | BUTTERFLY VALVE,WAFER,LEVER HANDLE,DI BODY,ALMN/BRNZ DISC,200 WOG,VITON LINER | 4456.51 | 20.58 | 1 | 697988666672 | 69798866667 | 4456.51
BFV425 | 71 | MW233V A U | MW233V | 8 | BUTTERFLY VALVE,WAFER,LEVER HANDLE,DI BODY,ALMN/BRNZ DISC,200 WOG,VITON LINER | 6926.75 | 34.114 | 1 | 697988668874 | 69798866887 | 6926.75
BFV425 | 71 | MW234B A J | MW234B | 2 | BUTTERFLY VALVE,WAFER,LEVER HANDLE,DI BODY,SS DISC,200 WOG,BUNA LINER | 1452.72 | 9.35 | 1 | 697988650039 | 69798865003 | 1452.72
BFV425 | 71 | MW234B A K | MW234B | 2 1/2 | BUTTERFLY VALVE,WAFER,LEVER HANDLE,DI BODY,SS DISC,200 WOG,BUNA LINER | 1452.72 | 12.5 | 1 | 697988650046 | 69798865004 | 1452.72
BFV425 | 71 | MW234B A L | MW234B | 3 | BUTTERFLY VALVE,WAFER,LEVER HANDLE,DI BODY,SS DISC,200 WOG,BUNA LINER | 1772.73 | 10.44 | 1 | 697988645776 | 69798864577 | 1772.73
BFV425 | 71 | MW234B A N | MW234B | 4 | BUTTERFLY VALVE,WAFER,LEVER HANDLE,DI BODY,SS DISC,200 WOG,BUNA LINER | 2240.49 | 15 | 1 | 697988589865 | 69798858986 | 2240.49
BFV425 | 71 | MW234B A R | MW234B | 5 | BUTTERFLY VALVE,WAFER,LEVER HANDLE,DI BODY,SS DISC,200 WOG,BUNA LINER | 3036.63 | 17.32 | 1 | 697988650053 | 69798865005 | 3036.63
BFV425 | 71 | MW234B A S | MW234B | 6 | BUTTERFLY VALVE,WAFER,LEVER HANDLE,DI BODY,SS DISC,200 WOG,BUNA LINER | 3381.31 | 23 | 1 | 697988512887 | 69798851288 | 3381.31
BFV425 | 71 | MW234B A U | MW234B | 8 | BUTTERFLY VALVE,WAFER,LEVER HANDLE,DI BODY,SS DISC,200 WOG,BUNA LINER | 5170.35 | 37.08 | 1 | 697988527225 | 69798852722 | 5170.35
BFV425 | 71 | MW234B A W | MW234B | 10 | BUTTERFLY VALVE,WAFER,LEVER HANDLE,DI BODY,SS DISC,200 WOG,BUNA LINER | 8288.98 | 58 | 1 | 697988326620 | 69798832662 | 8288.98
BFV425 | 71 | MW234B-A A L | MW234BA | 3 | BUTTERFLY VALVE,WAFER,LEVER HANDLE,DI BODY,SS DISC,200 WOG,BUNA LINER,EPOXY CTD BODY | 2355.47 | 10.44 | 1 | 697988681088 | 69798868108 | 2355.47
BFV425 | 71 | MW234E A J | MW234E | 2 | BUTTERFLY VALVE,WAFER,LEVER HANDLE,DI BODY,SS DISC,200 WOG,EPDM LINER | 1452.72 | 8.18 | 1 | 697988487789 | 69798848778 | 1452.72
BFV425 | 71 | MW234E A K | MW234E | 2 1/2 | BUTTERFLY VALVE,WAFER,LEVER HANDLE,DI BODY,SS DISC,200 WOG,EPDM LINER | 1452.72 | 11 | 1 | 697988399228 | 69798839922 | 1452.72
BFV425 | 71 | MW234E A L | MW234E | 3 | BUTTERFLY VALVE,WAFER,LEVER HANDLE,DI BODY,SS DISC,200 WOG,EPDM LINER | 1772.73 | 10.44 | 1 | 697988399211 | 69798839921 | 1772.73
BFV425 | 71 | MW234E A N | MW234E | 4 | BUTTERFLY VALVE,WAFER,LEVER HANDLE,DI BODY,SS DISC,200 WOG,EPDM LINER | 2240.49 | 15 | 1 | 697988399235 | 69798839923 | 2240.49
BFV425 | 71 | MW234E A R | MW234E | 5 | BUTTERFLY VALVE,WAFER,LEVER HANDLE,DI BODY,SS DISC,200 WOG,EPDM LINER | 3036.63 | 17.32 | 1 | 697988665996 | 69798866599 | 3036.63
BFV425 | 71 | MW234E A S | MW234E | 6 | BUTTERFLY VALVE,WAFER,LEVER HANDLE,DI BODY,SS DISC,200 WOG,EPDM LINER | 3381.31 | 21.8 | 1 | 697988399242 | 69798839924 | 3381.31
BFV425 | 71 | MW234E A U | MW234E | 8 | BUTTERFLY VALVE,WAFER,LEVER HANDLE,DI BODY,SS DISC,200 WOG,EPDM LINER | 5170.35 | 17.13 | 1 | 697988487796 | 69798848779 | 5170.35
BFV425 | 71 | MW234E A W | MW234E | 10 | BUTTERFLY VALVE,WAFER,LEVER HANDLE,DI BODY,SS DISC,200 WOG,EPDM LINER | 8288.98 | 58 | 1 | 697988487802 | 69798848780 | 8288.98
BFV425 | 71 | MW234E AWJ | MW234E | 12 | BUTTERFLY VALVE,WAFER,LEVER HANDLE,DI BODY,SS DISC,200 WOG,EPDM LINER | 11169.72 | 79 | 1 | 697988487819 | 69798848781 | 11169.72
BFV425 | 71 | MW234E-A A J | MW234EA | 2 | BUTTERFLY VALVE,WAFER,LEVER HANDLE,DI BODY,SS DISC,200 WOG,EPDM LINER,EPOXY CTD BODY | 1920.56 | 10 | 1 | 697988506817 | 69798850681 | 1920.56
BFV425 | 71 | MW234E-A A L | MW234EA | 3 | BUTTERFLY VALVE,WAFER,LEVER HANDLE,DI BODY,SS DISC,200 WOG,EPDM LINER,EPOXY CTD BODY | 2355.47 | 10.1 | 1 | 697988498129 | 69798849812 | 2355.47
BFV425 | 71 | MW234E-A A N | MW234EA | 4 | BUTTERFLY VALVE,WAFER,LEVER HANDLE,DI BODY,SS DISC,200 WOG,EPDM LINER,EPOXY CTD BODY | 2864.12 | 13.56 | 1 | 697988498136 | 69798849813 | 2864.12
BFV425 | 71 | MW234E-A A S | MW234EA | 6 | BUTTERFLY VALVE,WAFER,LEVER HANDLE,DI BODY,SS DISC,200 WOG,EPDM LINER,EPOXY CTD BODY | 4210.22 | 25.83 | 1 | 697988498143 | 69798849814 | 4210.22
BFV425 | 71 | MW234E-A A U | MW234EA | 8 | BUTTERFLY VALVE,WAFER,LEVER HANDLE,DI BODY,SS DISC,200 WOG,EPDM LINER | 6089.46 | 39 | 1 | 697988715189 | 69798871518 | 6089.46
BFV425 | 71 | MW234E-DA A N | MW234EDA | 4 | BUTTERFLY VALVE,WAFER,LEVER HANDLE,DI BODY,SS DISC,200 WOG,EPDM LINER,DRY ASSEMBLED | 2240.49 | 15 | 1 | 697988716834 | 69798871683 | 2240.49
BFV425 | 71 | MW234NB A L | MW234NB | 3 | BUTTERFLY VALVE,WAFER,LEVER HANDLE,DI BODY,SS DISC,200 WOG,BLACK NEOPRENE LINER | 2142.1 | 10.75 | 1 | 697988505421 | 69798850542 | 2142.1
BFV425 | 71 | MW234NB A N | MW234NB | 4 | BUTTERFLY VALVE,WAFER,LEVER HANDLE,DI BODY,SS DISC,200 WOG,BLACK NEOPRENE LINER | 2609.84 | 15 | 1 | 697988505438 | 69798850543 | 2609.84
BFV425 | 71 | MW234NB A S | MW234NB | 6 | BUTTERFLY VALVE,WAFER,LEVER HANDLE,DI BODY,SS DISC,200 WOG,BLACK NEOPRENE LINER | 3873.7 | 23 | 1 | 697988541252 | 69798854125 | 3873.7
BFV425 | 71 | MW234NB A U | MW234NB | 8 | BUTTERFLY VALVE,WAFER,LEVER HANDLE,DI BODY,SS DISC,200 WOG,BLACK NEOPRENE LINER | 6204.38 | 39 | 1 | 697988541269 | 69798854126 | 6204.38
BFV425 | 71 | MW234NB-A A J | MW234NBA | 2 | BUTTERFLY VALVE,WAFER,LEVER HANDLE,DI BODY,SS DISC,200 WOG,BLACK NEOPRENE LINER,EPOXY CTD BODY | 2289.92 | 0 | 1 | 697988732643 | 69798873264 | 2289.92
BFV425 | 71 | MW234T A L | MW234T | 3 | BUTTERFLY VALVE,WAFER,LEVER HANDLE,DI BODY,SS DISC,200 WOG,TEFLON LINER | 4981.69 | 11 | 1 | 697988717961 | 69798871796 | 4981.69
BFV425 | 71 | MW234T A N | MW234T | 4 | BUTTERFLY VALVE,WAFER,LEVER HANDLE,DI BODY,SS DISC,200 WOG,TEFLON LINER | 5950.04 | 14.2 | 1 | 697988717978 | 69798871797 | 5950.04
BFV425 | 71 | MW234T A S | MW234T | 6 | BUTTERFLY VALVE,WAFER,LEVER HANDLE,DI BODY,SS DISC,200 WOG,TEFLON LINER | 8313.69 | 0 | 1 | 697988741096 | 69798874109 | 8313.69
BFV425 | 71 | MW234V A J | MW234V | 2 | BUTTERFLY VALVE,WAFER,LEVER HANDLE,DI BODY,SS DISC,200 WOG,VITON LINER | 2445.68 | 8.6 | 1 | 697988568969 | 69798856896 | 2445.68
BFV425 | 71 | MW234V A K | MW234V | 2 1/2 | BUTTERFLY VALVE,WAFER,LEVER HANDLE,DI BODY,SS DISC,200 WOG,VITON LINER | 2445.68 | 9.42 | 1 | 697988568976 | 69798856897 | 2445.68
BFV425 | 71 | MW234V A L | MW234V | 3 | BUTTERFLY VALVE,WAFER,LEVER HANDLE,DI BODY,SS DISC,200 WOG,VITON LINER | 2765.76 | 10.72 | 1 | 697988568938 | 69798856893 | 2765.76
BFV425 | 71 | MW234V A N | MW234V | 4 | BUTTERFLY VALVE,WAFER,LEVER HANDLE,DI BODY,SS DISC,200 WOG,VITON LINER | 3438.74 | 9.42 | 1 | 697988568983 | 69798856898 | 3438.74
BFV425 | 71 | MW234V A R | MW234V | 5 | BUTTERFLY VALVE,WAFER,LEVER HANDLE,DI BODY,SS DISC,200 WOG,VITON LINER | 4784.8 | 9.42 | 1 | 697988568990 | 69798856899 | 4784.8
BFV425 | 71 | MW234V A S | MW234V | 6 | BUTTERFLY VALVE,WAFER,LEVER HANDLE,DI BODY,SS DISC,200 WOG,VITON LINER | 5170.47 | 21.56 | 1 | 697988569003 | 69798856900 | 5170.47
BFV425 | 71 | MW234V A U | MW234V | 8 | BUTTERFLY VALVE,WAFER,LEVER HANDLE,DI BODY,SS DISC,200 WOG,VITON LINER | 8297.25 | 36.88 | 1 | 697988569010 | 69798856901 | 8297.25
BFV425 | 71 | MW234V A W | MW234V | 10 | BUTTERFLY VALVE,WAFER,LEVER HANDLE,DI BODY,SS DISC,200 WOG,VITON LINER | 11932.96 | 9.42 | 1 | 697988569027 | 69798856902 | 11932.96
BFV425 | 71 | MW234V AWJ | MW234V | 12 | BUTTERFLY VALVE,WAFER,LEVER HANDLE,DI BODY,SS DISC,200 WOG,VITON LINER | 15700.11 | 9.42 | 1 | 697988569034 | 69798856903 | 15700.11
BFV425 | 70 | MW237E A N | MW237E | 4 | BUTTERFLY VALVE,WAFER,LEVER HANDLE,DI BODY,NYLON CTD DI DISC,200 WOG,EPDM LINER | 1698.88 | 9.42 | 1 | 697988682849 | 69798868284 | 1698.88
BFV425 | 71 | MW238V-A A N | MW238VA | 4 | BUTTERFLY VALVE,WAFER,LEVER HANDLE,DI BODY,EPOXY CTD DI DISC,200 WOG,VITON LINER,EPOXY CTD BODY | 3487.77 | 13.096 | 1 | 697988626003 | 69798862600 | 3487.77
BFV425 | 71 | MW239BSA A N | MW239BSA | 4 | BUTTERFLY VALVE,WAFER,LVR HNDL,DI BODY,NYLON CTD ALMN/BRNZ DISC,200 WOG,BUNA LINER,SS STEM,EPOXY CTD | 2675.43 | 15 | 1 | 697988592353 | 69798859235 | 2675.43
BFV425 | 71 | MW239BSA A S | MW239BSA | 6 | BUTTERFLY VALVE,WAFER,LVR HNDL,DI BODY,NYLON CTD ALMN/BRNZ DISC,200 WOG,BUNA LINER,SS STEM,EPOXY CTD | 4079 | 21.8 | 1 | 697988592360 | 69798859236 | 4079
BFV425 | 70 | MW322B A J | MW322B | 2 | BUTTERFLY VALVE,WAFER,GEAR OPERATOR,CI BODY,NCKL PLTD DI DISC,200 WOG,BUNA LINER | 1904 | 12 | 1 | 697988147706 | 69798814770 | 1904
BFV425 | 70 | MW322B A K | MW322B | 2 1/2 | BUTTERFLY VALVE,WAFER,GEAR OPERATOR,CI BODY,NCKL PLTD DI DISC,200 WOG,BUNA LINER | 1904 | 13 | 1 | 697988147713 | 69798814771 | 1904
BFV425 | 70 | MW322B A L | MW322B | 3 | BUTTERFLY VALVE,WAFER,GEAR OPERATOR,CI BODY,NCKL PLTD DI DISC,200 WOG,BUNA LINER | 1977.86 | 15.6 | 1 | 697988147720 | 69798814772 | 1977.86
BFV425 | 70 | MW322B A N | MW322B | 4 | BUTTERFLY VALVE,WAFER,GEAR OPERATOR,CI BODY,NCKL PLTD DI DISC,200 WOG,BUNA LINER | 2256.87 | 17 | 1 | 697988147737 | 69798814773 | 2256.87
BFV425 | 70 | MW322B A R | MW322B | 5 | BUTTERFLY VALVE,WAFER,GEAR OPERATOR,CI BODY,NCKL PLTD DI DISC,200 WOG,BUNA LINER | 2659.15 | 20 | 1 | 697988147744 | 69798814774 | 2659.15
BFV425 | 70 | MW322B A S | MW322B | 6 | BUTTERFLY VALVE,WAFER,GEAR OPERATOR,CI BODY,NCKL PLTD DI DISC,200 WOG,BUNA LINER | 3044.79 | 28.5 | 1 | 697988147751 | 69798814775 | 3044.79
BFV425 | 70 | MW322B A U | MW322B | 8 | BUTTERFLY VALVE,WAFER,GEAR OPERATOR,CI BODY,NCKL PLTD DI DISC,200 WOG,BUNA LINER | 3972.22 | 42.66 | 1 | 697988147768 | 69798814776 | 3972.22
BFV425 | 70 | MW322B A W | MW322B | 10 | BUTTERFLY VALVE,WAFER,GEAR OPERATOR,CI BODY,NCKL PLTD DI DISC,200 WOG,BUNA LINER | 5071.93 | 58.42 | 1 | 697988147775 | 69798814777 | 5071.93
BFV425 | 70 | MW322B AWJ | MW322B | 12 | BUTTERFLY VALVE,WAFER,GEAR OPERATOR,CI BODY,NCKL PLTD DI DISC,200 WOG,BUNA LINER | 6327.66 | 87.28 | 1 | 697988147782 | 69798814778 | 6327.66
BFV425 | 77 | MW322B A14 | MW322B | 14 | BUTTERFLY VALVE,WAFER,GEAR OPERATOR,CI BODY,NCKL PLTD DI DISC,150 WOG,BUNA LINER | 8186.46 | 180 | 1 | 697988147799 | 69798814779 | 8186.46
BFV425 | 77 | MW322B A16 | MW322B | 16 | BUTTERFLY VALVE,WAFER,GEAR OPERATOR,CI BODY,NCKL PLTD DI DISC,150 WOG,BUNA LINER | 12474.64 | 230 | 1 | 697988147805 | 69798814780 | 12474.64
BFV425 | 77 | MW322B A18 | MW322B | 18 | BUTTERFLY VALVE,WAFER,GEAR OPERATOR,CI BODY,NCKL PLTD DI DISC,150 WOG,BUNA LINER | 15593.29 | 274 | 1 | 697988147812 | 69798814781 | 15593.29
BFV425 | 77 | MW322B A20 | MW322B | 20 | BUTTERFLY VALVE,WAFER,GEAR OPERATOR,CI BODY,NCKL PLTD DI DISC,150 WOG,BUNA LINER | 19881.47 | 380 | 1 | 697988147829 | 69798814782 | 19881.47
BFV425 | 77 | MW322B A24 | MW322B | 24 | BUTTERFLY VALVE,WAFER,GEAR OPERATOR,CI BODY,NCKL PLTD DI DISC,150 WOG,BUNA LINER | 31818.16 | 640 | 1 | 697988147836 | 69798814783 | 31818.16
BFV425 | 70 | MW322E A J | MW322E | 2 | BUTTERFLY VALVE,WAFER,GEAR OPERATOR,CI BODY,NCKL PLTD DI DISC,200 WOG,EPDM LINER | 1904 | 12 | 1 | 697988147867 | 69798814786 | 1904
BFV425 | 70 | MW322E A K | MW322E | 2 1/2 | BUTTERFLY VALVE,WAFER,GEAR OPERATOR,CI BODY,NCKL PLTD DI DISC,200 WOG,EPDM LINER | 1904 | 13 | 1 | 697988147874 | 69798814787 | 1904
BFV425 | 70 | MW322E A L | MW322E | 3 | BUTTERFLY VALVE,WAFER,GEAR OPERATOR,CI BODY,NCKL PLTD DI DISC,200 WOG,EPDM LINER | 1977.86 | 15.5 | 1 | 697988147881 | 69798814788 | 1977.86
BFV425 | 70 | MW322E A N | MW322E | 4 | BUTTERFLY VALVE,WAFER,GEAR OPERATOR,CI BODY,NCKL PLTD DI DISC,200 WOG,EPDM LINER | 2256.87 | 17 | 1 | 697988147898 | 69798814789 | 2256.87
BFV425 | 70 | MW322E A R | MW322E | 5 | BUTTERFLY VALVE,WAFER,GEAR OPERATOR,CI BODY,NCKL PLTD DI DISC,200 WOG,EPDM LINER | 2659.15 | 20 | 1 | 697988147904 | 69798814790 | 2659.15
BFV425 | 70 | MW322E A S | MW322E | 6 | BUTTERFLY VALVE,WAFER,GEAR OPERATOR,CI BODY,NCKL PLTD DI DISC,200 WOG,EPDM LINER | 3044.79 | 27.76 | 1 | 697988147911 | 69798814791 | 3044.79
BFV425 | 70 | MW322E A U | MW322E | 8 | BUTTERFLY VALVE,WAFER,GEAR OPERATOR,CI BODY,NCKL PLTD DI DISC,200 WOG,EPDM LINER | 3972.22 | 52.8 | 1 | 697988147928 | 69798814792 | 3972.22
BFV425 | 70 | MW322E A W | MW322E | 10 | BUTTERFLY VALVE,WAFER,GEAR OPERATOR,CI BODY,NCKL PLTD DI DISC,200 WOG,EPDM LINER | 5071.93 | 69.62 | 1 | 697988147935 | 69798814793 | 5071.93
BFV425 | 70 | MW322E AWJ | MW322E | 12 | BUTTERFLY VALVE,WAFER,GEAR OPERATOR,CI BODY,NCKL PLTD DI DISC,200 WOG,EPDM LINER | 6327.66 | 81 | 1 | 697988147942 | 69798814794 | 6327.66
BFV425 | 77 | MW322E A14 | MW322E | 14 | BUTTERFLY VALVE,WAFER,GEAR OPERATOR,CI BODY,NCKL PLTD DI DISC,150 WOG,EPDM LINER | 8186.46 | 151 | 1 | 697988147959 | 69798814795 | 8186.46
BFV425 | 77 | MW322E A16 | MW322E | 16 | BUTTERFLY VALVE,WAFER,GEAR OPERATOR,CI BODY,NCKL PLTD DI DISC,150 WOG,EPDM LINER | 12474.64 | 230 | 1 | 697988147966 | 69798814796 | 12474.64
BFV425 | 77 | MW322E A18 | MW322E | 18 | BUTTERFLY VALVE,WAFER,GEAR OPERATOR,CI BODY,NCKL PLTD DI DISC,150 WOG,EPDM LINER | 15593.29 | 300 | 1 | 697988147973 | 69798814797 | 15593.29
BFV425 | 77 | MW322E A20 | MW322E | 20 | BUTTERFLY VALVE,WAFER,GEAR OPERATOR,CI BODY,NCKL PLTD DI DISC,150 WOG,EPDM LINER | 19881.47 | 344 | 1 | 697988147980 | 69798814798 | 19881.47
BFV425 | 77 | MW322E A24 | MW322E | 24 | BUTTERFLY VALVE,WAFER,GEAR OPERATOR,CI BODY,NCKL PLTD DI DISC,150 WOG,EPDM LINER | 31818.16 | 640 | 1 | 697988147997 | 69798814799 | 31818.16
BFV425 | 70 | MW322V A K | MW322V | 2 1/2 | BUTTERFLY VALVE,WAFER,GEAR OPERATOR,CI BODY,NCKL PLTD DI DISC,200 WOG,VITON LINER | 2896.99 | 13 | 1 | 697988492233 | 69798849223 | 2896.99
BFV425 | 70 | MW322V A L | MW322V | 3 | BUTTERFLY VALVE,WAFER,GEAR OPERATOR,CI BODY,NCKL PLTD DI DISC,200 WOG,VITON LINER | 2970.83 | 15.65 | 1 | 697988492240 | 69798849224 | 2970.83
BFV425 | 70 | MW322V A N | MW322V | 4 | BUTTERFLY VALVE,WAFER,GEAR OPERATOR,CI BODY,NCKL PLTD DI DISC,200 WOG,VITON LINER | 3455.14 | 18.1 | 1 | 697988148093 | 69798814809 | 3455.14
BFV425 | 70 | MW322V A R | MW322V | 5 | BUTTERFLY VALVE,WAFER,GEAR OPERATOR,CI BODY,NCKL PLTD DI DISC,200 WOG,VITON LINER | 4407.23 | 20 | 1 | 697988148109 | 69798814810 | 4407.23
BFV425 | 70 | MW322V A S | MW322V | 6 | BUTTERFLY VALVE,WAFER,GEAR OPERATOR,CI BODY,NCKL PLTD DI DISC,200 WOG,VITON LINER | 4833.93 | 28.34 | 1 | 697988148116 | 69798814811 | 4833.93
BFV425 | 70 | MW322V A U | MW322V | 8 | BUTTERFLY VALVE,WAFER,GEAR OPERATOR,CI BODY,NCKL PLTD DI DISC,200 WOG,VITON LINER | 7099.12 | 52.54 | 1 | 697988148123 | 69798814812 | 7099.12
BFV425 | 70 | MW322V A W | MW322V | 10 | BUTTERFLY VALVE,WAFER,GEAR OPERATOR,CI BODY,NCKL PLTD DI DISC,200 WOG,VITON LINER | 8715.89 | 60 | 1 | 697988540439 | 69798854043 | 8715.89
BFV425 | 70 | MW322V AWJ | MW322V | 12 | BUTTERFLY VALVE,WAFER,GEAR OPERATOR,CI BODY,NCKL PLTD DI DISC,200 WOG,VITON LINER | 10858.01 | 81 | 1 | 697988371569 | 69798837156 | 10858.01
BFV425 | 77 | MW322V A18 | MW322V | 18 | BUTTERFLY VALVE,WAFER,GEAR OPERATOR,CI BODY,NCKL PLTD DI DISC,150 WOG,VITON LINER | 27303.86 | 300 | 1 | 697988148130 | 69798814813 | 27303.86
BFV425 | 70 | MW323B A J | MW323B | 2 | BUTTERFLY VALVE,WAFER,GEAR OPERATOR,CI BODY,ALMN/BRNZ DISC,200 WOG,BUNA LINER | 2035.41 | 12.2 | 1 | 697988148147 | 69798814814 | 2035.41
BFV425 | 70 | MW323B A K | MW323B | 2 1/2 | BUTTERFLY VALVE,WAFER,GEAR OPERATOR,CI BODY,ALMN/BRNZ DISC,200 WOG,BUNA LINER | 2035.41 | 13 | 1 | 697988148154 | 69798814815 | 2035.41
BFV425 | 70 | MW323B A L | MW323B | 3 | BUTTERFLY VALVE,WAFER,GEAR OPERATOR,CI BODY,ALMN/BRNZ DISC,200 WOG,BUNA LINER | 2060 | 15.4 | 1 | 697988148161 | 69798814816 | 2060
BFV425 | 70 | MW323B A N | MW323B | 4 | BUTTERFLY VALVE,WAFER,GEAR OPERATOR,CI BODY,ALMN/BRNZ DISC,200 WOG,BUNA LINER | 2396.44 | 14.15 | 1 | 697988148178 | 69798814817 | 2396.44
BFV425 | 70 | MW323B A R | MW323B | 5 | BUTTERFLY VALVE,WAFER,GEAR OPERATOR,CI BODY,ALMN/BRNZ DISC,200 WOG,BUNA LINER | 2897.12 | 20 | 1 | 697988148185 | 69798814818 | 2897.12
BFV425 | 70 | MW323B A S | MW323B | 6 | BUTTERFLY VALVE,WAFER,GEAR OPERATOR,CI BODY,ALMN/BRNZ DISC,200 WOG,BUNA LINER | 3274.67 | 27.474 | 1 | 697988148192 | 69798814819 | 3274.67
BFV425 | 70 | MW323B A U | MW323B | 8 | BUTTERFLY VALVE,WAFER,GEAR OPERATOR,CI BODY,ALMN/BRNZ DISC,200 WOG,BUNA LINER | 4522.06 | 40 | 1 | 697988148208 | 69798814820 | 4522.06
BFV425 | 70 | MW323B A W | MW323B | 10 | BUTTERFLY VALVE,WAFER,GEAR OPERATOR,CI BODY,ALMN/BRNZ DISC,200 WOG,BUNA LINER | 5572.61 | 59.95 | 1 | 697988148215 | 69798814821 | 5572.61
BFV425 | 70 | MW323B AWJ | MW323B | 12 | BUTTERFLY VALVE,WAFER,GEAR OPERATOR,CI BODY,ALMN/BRNZ DISC,200 WOG,BUNA LINER | 7730.86 | 88 | 1 | 697988148222 | 69798814822 | 7730.86
BFV425 | 77 | MW323B A14 | MW323B | 14 | BUTTERFLY VALVE,WAFER,GEAR OPERATOR,CI BODY,ALMN/BRNZ DISC,150 WOG,BUNA LINER | 10681.39 | 143 | 1 | 697988148239 | 69798814823 | 10681.39
BFV425 | 77 | MW323B A16 | MW323B | 16 | BUTTERFLY VALVE,WAFER,GEAR OPERATOR,CI BODY,ALMN/BRNZ DISC,150 WOG,BUNA LINER | 15671.21 | 230 | 1 | 697988148246 | 69798814824 | 15671.21
BFV425 | 77 | MW323B A18 | MW323B | 18 | BUTTERFLY VALVE,WAFER,GEAR OPERATOR,CI BODY,ALMN/BRNZ DISC,150 WOG,BUNA LINER | 19413.68 | 275 | 1 | 697988148253 | 69798814825 | 19413.68
BFV425 | 77 | MW323B A20 | MW323B | 20 | BUTTERFLY VALVE,WAFER,GEAR OPERATOR,CI BODY,ALMN/BRNZ DISC,150 WOG,BUNA LINER | 24559.43 | 380 | 1 | 697988148260 | 69798814826 | 24559.43
BFV425 | 77 | MW323B A24 | MW323B | 24 | BUTTERFLY VALVE,WAFER,GEAR OPERATOR,CI BODY,ALMN/BRNZ DISC,150 WOG,BUNA LINER | 38125.66 | 640 | 1 | 697988148277 | 69798814827 | 38125.66
BFV425 | 70 | MW323B-A A J | MW323BA | 2 | BUTTERFLY VALVE,WAFER,GEAR OPERATOR,CI BODY,ALMN/BRNZ DISC,200 WOG,BUNA LINER,EPOXY CTD BODY | 2503.17 | 12 | 1 | 697988594159 | 69798859415 | 2503.17
BFV425 | 70 | MW323B-A A K | MW323BA | 2 1/2 | BUTTERFLY VALVE,WAFER,GEAR OPERATOR,CI BODY,ALMN/BRNZ DISC,200 WOG,BUNA LINER,EPOXY COATED | 2860.77 | 0 | 1 | 697988771475 | 69798877147 | 2860.77
BFV425 | 70 | MW323B-A A L | MW323BA | 3 | BUTTERFLY VALVE,WAFER,GEAR OPERATOR,CI BODY,ALMN/BRNZ DISC,200 WOG,BUNA LINER,EPOXY CTD BODY | 2642.69 | 14 | 1 | 697988594166 | 69798859416 | 2642.69
BFV425 | 70 | MW323B-A A N | MW323EA | 4 | BUTTERFLY VALVE,WAFER,GEAR OPERATOR,CI BODY,ALMN/BRNZ DISC,200 WOG,BUNA LINER,EPOXY CTD BODY | 3020.08 | 17 | 1 | 697988594173 | 69798859417 | 3020.08
BFV425 | 70 | MW323B-A A S | MW323BA | 6 | BUTTERFLY VALVE,WAFER,GEAR OPERATOR,CI BODY,ALMN/BRNZ DISC,200 WOG,BUNA LINER,EPOXY CTD BODY | 4103.59 | 22.3 | 1 | 697988592568 | 69798859256 | 4103.59
BFV425 | 70 | MW323B-A A U | MW323BA | 8 | BUTTERFLY VALVE,WAFER,GEAR OPERATOR,CI BODY,ALMN/BRNZ DISC,200 WOG,BUNA LINER,EPOXY CTD BODY | 5441.16 | 41.62 | 1 | 697988592575 | 69798859257 | 5441.16
BFV425 | 70 | MW323B-A A W | MW323BA | 10 | BUTTERFLY VALVE,WAFER,GEAR OPERATOR,CI BODY,ALMN/BRNZ DISC,200 WOG,BUNA LINER,EPOXY CTD BODY | 6688.75 | 88 | 1 | 697988594203 | 69798859420 | 6688.75
BFV425 | 70 | MW323B-A AWJ | MW323BA | 12 | BUTTERFLY VALVE,WAFER,GEAR OPERATOR,CI BODY,ALMN/BRNZ DISC,200 WOG,BUNA LINER,EPOXY CTD BODY | 9265.51 | 81 | 1 | 697988594180 | 69798859418 | 9265.51
BFV425 | 77 | MW323B-A A14 | MW323BA | 14 | BUTTERFLY VALVE,WAFER,GEAR OPERATOR,CI BODY,ALMN/BRNZ DISC,150 WOG,BUNA LINER,EPOXY CTD BODY | 12543.2 | 143 | 1 | 697988657700 | 69798865770 | 12543.2
BFV425 | 77 | MW323B-A A16 | MW323BA | 16 | BUTTERFLY VALVE,WAFER,GEAR OPERATOR,CI BODY,ALMN/BRNZ DISC,150 WOG,BUNA LINER,EPOXY CTD BODY | 17532.92 | 230 | 1 | 697988592582 | 69798859258 | 17532.92
BFV425 | 70 | MW323E A J | MW323E | 2 | BUTTERFLY VALVE,WAFER,GEAR OPERATOR,CI BODY,ALMN/BRNZ DISC,200 WOG,EPDM LINER | 2035.41 | 16.4 | 1 | 697988148451 | 69798814845 | 2035.41
BFV425 | 70 | MW323E A K | MW323E | 2 1/2 | BUTTERFLY VALVE,WAFER,GEAR OPERATOR,CI BODY,ALMN/BRNZ DISC,200 WOG,EPDM LINER | 2035.41 | 13 | 1 | 697988148468 | 69798814846 | 2035.41
BFV425 | 70 | MW323E A L | MW323E | 3 | BUTTERFLY VALVE,WAFER,GEAR OPERATOR,CI BODY,ALMN/BRNZ DISC,200 WOG,EPDM LINER | 2060 | 18.06 | 1 | 697988148475 | 69798814847 | 2060
BFV425 | 70 | MW323E A N | MW323E | 4 | BUTTERFLY VALVE,WAFER,GEAR OPERATOR,CI BODY,ALMN/BRNZ DISC,200 WOG,EPDM LINER | 2396.44 | 19.64 | 1 | 697988148482 | 69798814848 | 2396.44
BFV425 | 70 | MW323E A R | MW323E | 5 | BUTTERFLY VALVE,WAFER,GEAR OPERATOR,CI BODY,ALMN/BRNZ DISC,200 WOG,EPDM LINER | 2897.12 | 19.95 | 1 | 697988148499 | 69798814849 | 2897.12
BFV425 | 70 | MW323E A S | MW323E | 6 | BUTTERFLY VALVE,WAFER,GEAR OPERATOR,CI BODY,ALMN/BRNZ DISC,200 WOG,EPDM LINER | 3274.67 | 27.486 | 1 | 697988148505 | 69798814850 | 3274.67
BFV425 | 70 | MW323E A U | MW323E | 8 | BUTTERFLY VALVE,WAFER,GEAR OPERATOR,CI BODY,ALMN/BRNZ DISC,200 WOG,EPDM LINER | 4522.06 | 51.24 | 1 | 697988148512 | 69798814851 | 4522.06
BFV425 | 70 | MW323E A W | MW323E | 10 | BUTTERFLY VALVE,WAFER,GEAR OPERATOR,CI BODY,ALMN/BRNZ DISC,200 WOG,EPDM LINER | 5572.61 | 60 | 1 | 697988148529 | 69798814852 | 5572.61
BFV425 | 70 | MW323E AWJ | MW323E | 12 | BUTTERFLY VALVE,WAFER,GEAR OPERATOR,CI BODY,ALMN/BRNZ DISC,200 WOG,EPDM LINER | 7730.86 | 78 | 1 | 697988148536 | 69798814853 | 7730.86
BFV425 | 77 | MW323E A14 | MW323E | 14 | BUTTERFLY VALVE,WAFER,GEAR OPERATOR,CI BODY,ALMN/BRNZ DISC,150 WOG,EPDM LINER | 10681.39 | 157 | 1 | 697988148543 | 69798814854 | 10681.39
BFV425 | 77 | MW323E A16 | MW323E | 16 | BUTTERFLY VALVE,WAFER,GEAR OPERATOR,CI BODY,ALMN/BRNZ DISC,150 WOG,EPDM LINER | 15671.21 | 184 | 1 | 697988148550 | 69798814855 | 15671.21
BFV425 | 77 | MW323E A18 | MW323E | 18 | BUTTERFLY VALVE,WAFER,GEAR OPERATOR,CI BODY,ALMN/BRNZ DISC,150 WOG,EPDM LINER | 19413.68 | 289 | 1 | 697988148567 | 69798814856 | 19413.68
BFV425 | 77 | MW323E A20 | MW323E | 20 | BUTTERFLY VALVE,WAFER,GEAR OPERATOR,CI BODY,ALMN/BRNZ DISC,150 WOG,EPDM LINER | 24559.43 | 337 | 1 | 697988148574 | 69798814857 | 24559.43
BFV425 | 77 | MW323E A24 | MW323E | 24 | BUTTERFLY VALVE,WAFER,GEAR OPERATOR,CI BODY,ALMN/BRNZ DISC,150 WOG,EPDM LINER | 38125.66 | 536 | 1 | 697988148581 | 69798814858 | 38125.66
BFV425 | 70 | MW323E-A A J | MW323EA | 2 | BUTTERFLY VALVE,WAFER,GEAR OPERATOR,CI BODY,ALMN/BRNZ DISC,200 WOG,EPDM LINER,EPOXY CTD BODY | 2503.17 | 11.34 | 1 | 697988587410 | 69798858741 | 2503.17
BFV425 | 70 | MW323E-A A K | MW323EA | 2 1/2 | BUTTERFLY VALVE,WAFER,GEAR OPERATOR,CI BODY,ALMN/BRNZ DISC,200 WOG,EPDM LINER,EPOXY CTD BODY | 2503.17 | 13 | 1 | 697988587427 | 69798858742 | 2503.17
BFV425 | 70 | MW323E-A A N | MW323EA | 4 | BUTTERFLY VALVE,WAFER,GEAR OPERATOR,CI BODY,ALMN/BRNZ DISC,200 WOG,EPDM LINER,EPOXY CTD BODY | 3020.08 | 16 | 1 | 697988587434 | 69798858743 | 3020.08
BFV425 | 70 | MW323E-A A S | MW323EA | 6 | BUTTERFLY VALVE,WAFER,GEAR OPERATOR,CI BODY,ALMN/BRNZ DISC,200 WOG,EPDM LINER,EPOXY CTD BODY | 4103.59 | 24 | 1 | 697988587441 | 69798858744 | 4103.59
BFV425 | 70 | MW323E-A A U | MW323EA | 8 | BUTTERFLY VALVE,WAFER,GEAR OPERATOR,CI BODY,ALMN/BRNZ DISC,200 WOG,EPDM LINER,EPOXY CTD BODY | 5441.16 | 43.5 | 1 | 697988399624 | 69798839962 | 5441.16
BFV425 | 70 | MW323E-A A W | MW323EA | 10 | BUTTERFLY VALVE,WAFER,GEAR OPERATOR,CI BODY,ALMN/BRNZ DISC,200 WOG,EPDM LINER,EPOXY CTD BODY | 6688.74 | 88 | 1 | 697988399631 | 69798839963 | 6688.74
BFV425 | 70 | MW323E-A AWJ | MW323EA | 12 | BUTTERFLY VALVE,WAFER,GEAR OPERATOR,CI BODY,ALMN/BRNZ DISC,200 WOG,EPDM LINER,EPOXY CTD BODY | 9265.51 | 78 | 1 | 697988399648 | 69798839964 | 9265.51
BFV425 | 70 | MW323ES A J | MW323ES | 2 | BUTTERFLY VALVE,WAFER,GEAR OPERATOR,CI BODY,ALMN/BRNZ DISC,200 WOG,EPDM LINER,316 SS STEM | 2191.27 | 13.4 | 1 | 697988378223 | 69798837822 | 2191.27
BFV425 | 70 | MW323ES A L | MW323ES | 3 | BUTTERFLY VALVE,WAFER,GEAR OPERATOR,CI BODY,ALMN/BRNZ DISC,200 WOG,EPDM LINER,316 SS STEM | 2232.42 | 14 | 1 | 697988378247 | 69798837824 | 2232.42
BFV425 | 77 | MW323ES A20 | MW323ES | 20 | BUTTERFLY VALVE,WAFER,GEAR OPERATOR,CI BODY,ALMN/BRNZ DISC,150 WOG,EPDM LINER,316 SS STEM | 28761.39 | 380 | 1 | 697988627680 | 69798862768 | 28761.39
BFV425 | 77 | MW323V A18 | MW323V | 18 | BUTTERFLY VALVE,WAFER,GEAR OPERATOR,CI BODY,ALMN/BRNZ DISC,200 WOG,VITON LINER | 31124.16 | 300 | 1 | 697988537088 | 69798853708 | 31124.16
BFV425 | 70 | MW324B A J | MW324B | 2 | BUTTERFLY VALVE,WAFER,GEAR OPERATOR,CI BODY,SS DISC,200 WOG,BUNA LINER | 2265.11 | 12 | 1 | 697988148758 | 69798814875 | 2265.11
BFV425 | 70 | MW324B A K | MW324B | 2 1/2 | BUTTERFLY VALVE,WAFER,GEAR OPERATOR,CI BODY,SS DISC,200 WOG,BUNA LINER | 2265.11 | 13 | 1 | 697988148765 | 69798814876 | 2265.11
BFV425 | 70 | MW324B A L | MW324B | 3 | BUTTERFLY VALVE,WAFER,GEAR OPERATOR,CI BODY,SS DISC,200 WOG,BUNA LINER | 2535.92 | 14 | 1 | 697988148772 | 69798814877 | 2535.92
BFV425 | 70 | MW324B A N | MW324B | 4 | BUTTERFLY VALVE,WAFER,GEAR OPERATOR,CI BODY,SS DISC,200 WOG,BUNA LINER | 2954.57 | 19.56 | 1 | 697988148789 | 69798814878 | 2954.57
BFV425 | 70 | MW324B A R | MW324B | 5 | BUTTERFLY VALVE,WAFER,GEAR OPERATOR,CI BODY,SS DISC,200 WOG,BUNA LINER | 3586.38 | 23.066 | 1 | 697988148796 | 69798814879 | 3586.38
BFV425 | 70 | MW324B A S | MW324B | 6 | BUTTERFLY VALVE,WAFER,GEAR OPERATOR,CI BODY,SS DISC,200 WOG,BUNA LINER | 3939.45 | 27.372 | 1 | 697988148802 | 69798814880 | 3939.45
BFV425 | 70 | MW324B A U | MW324B | 8 | BUTTERFLY VALVE,WAFER,GEAR OPERATOR,CI BODY,SS DISC,200 WOG,BUNA LINER | 5917.16 | 45.2 | 1 | 697988148819 | 69798814881 | 5917.16
BFV425 | 70 | MW324B A W | MW324B | 10 | BUTTERFLY VALVE,WAFER,GEAR OPERATOR,CI BODY,SS DISC,200 WOG,BUNA LINER | 8838.88 | 60 | 1 | 697988148826 | 69798814882 | 8838.88
BFV425 | 70 | MW324B AWJ | MW324B | 12 | BUTTERFLY VALVE,WAFER,GEAR OPERATOR,CI BODY,SS DISC,200 WOG,BUNA LINER | 11580.08 | 83 | 1 | 697988148833 | 69798814883 | 11580.08
BFV425 | 77 | MW324B A14 | MW324B | 14 | BUTTERFLY VALVE,WAFER,GEAR OPERATOR,CI BODY,SS DISC,150 WOG,BUNA LINER | 12396.6 | 139 | 1 | 697988148840 | 69798814884 | 12396.6
BFV425 | 77 | MW324B A16 | MW324B | 16 | BUTTERFLY VALVE,WAFER,GEAR OPERATOR,CI BODY,SS DISC,150 WOG,BUNA LINER | 17776.41 | 230 | 1 | 697988148857 | 69798814885 | 17776.41
BFV425 | 77 | MW324B A18 | MW324B | 18 | BUTTERFLY VALVE,WAFER,GEAR OPERATOR,CI BODY,SS DISC,150 WOG,BUNA LINER | 23078.09 | 300 | 1 | 697988148864 | 69798814886 | 23078.09
BFV425 | 77 | MW324B A20 | MW324B | 20 | BUTTERFLY VALVE,WAFER,GEAR OPERATOR,CI BODY,SS DISC,150 WOG,BUNA LINER | 32940.91 | 380 | 1 | 697988148871 | 69798814887 | 32940.91
BFV425 | 77 | MW324B A24 | MW324B | 24 | BUTTERFLY VALVE,WAFER,GEAR OPERATOR,CI BODY,SS DISC,150 WOG,BUNA LINER | 50366.34 | 640 | 1 | 697988148888 | 69798814888 | 50366.34
BFV425 | 70 | MW324E A J | MW324E | 2 | BUTTERFLY VALVE,WAFER,GEAR OPERATOR,CI BODY,SS DISC,200 WOG,EPDM LINER | 2265.11 | 12 | 1 | 697988148901 | 69798814890 | 2265.11
BFV425 | 70 | MW324E A K | MW324E | 2 1/2 | BUTTERFLY VALVE,WAFER,GEAR OPERATOR,CI BODY,SS DISC,200 WOG,EPDM LINER | 2265.11 | 14.13 | 1 | 697988148918 | 69798814891 | 2265.11
BFV425 | 70 | MW324E A L | MW324E | 3 | BUTTERFLY VALVE,WAFER,GEAR OPERATOR,CI BODY,SS DISC,200 WOG,EPDM LINER | 2535.92 | 18.88 | 1 | 697988148925 | 69798814892 | 2535.92
BFV425 | 70 | MW324E A N | MW324E | 4 | BUTTERFLY VALVE,WAFER,GEAR OPERATOR,CI BODY,SS DISC,200 WOG,EPDM LINER | 2954.57 | 17.5 | 1 | 697988148932 | 69798814893 | 2954.57
BFV425 | 70 | MW324E A R | MW324E | 5 | BUTTERFLY VALVE,WAFER,GEAR OPERATOR,CI BODY,SS DISC,200 WOG,EPDM LINER | 3586.38 | 20 | 1 | 697988148949 | 69798814894 | 3586.38
BFV425 | 70 | MW324E A S | MW324E | 6 | BUTTERFLY VALVE,WAFER,GEAR OPERATOR,CI BODY,SS DISC,200 WOG,EPDM LINER | 3939.45 | 28.28 | 1 | 697988148956 | 69798814895 | 3939.45
BFV425 | 70 | MW324E A U | MW324E | 8 | BUTTERFLY VALVE,WAFER,GEAR OPERATOR,CI BODY,SS DISC,200 WOG,EPDM LINER | 5917.16 | 42.68 | 1 | 697988148963 | 69798814896 | 5917.16
BFV425 | 70 | MW324E A W | MW324E | 10 | BUTTERFLY VALVE,WAFER,GEAR OPERATOR,CI BODY,SS DISC,200 WOG,EPDM LINER | 8838.88 | 75.95 | 1 | 697988148970 | 69798814897 | 8838.88
BFV425 | 70 | MW324E AWJ | MW324E | 12 | BUTTERFLY VALVE,WAFER,GEAR OPERATOR,CI BODY,SS DISC,200 WOG,EPDM LINER | 11580.08 | 94.286 | 1 | 697988148987 | 69798814898 | 11580.08
BFV425 | 77 | MW324E A14 | MW324E | 14 | BUTTERFLY VALVE,WAFER,GEAR OPERATOR,CI BODY,SS DISC,150 WOG,EPDM LINER | 12396.6 | 155 | 1 | 697988148994 | 69798814899 | 12396.6
BFV425 | 77 | MW324E A16 | MW324E | 16 | BUTTERFLY VALVE,WAFER,GEAR OPERATOR,CI BODY,SS DISC,150 WOG,EPDM LINER | 17776.41 | 230 | 1 | 697988149007 | 69798814900 | 17776.41
BFV425 | 77 | MW324E A18 | MW324E | 18 | BUTTERFLY VALVE,WAFER,GEAR OPERATOR,CI BODY,SS DISC,150 WOG,EPDM LINER | 23078.09 | 292 | 1 | 697988149014 | 69798814901 | 23078.09
BFV425 | 77 | MW324E A20 | MW324E | 20 | BUTTERFLY VALVE,WAFER,GEAR OPERATOR,CI BODY,SS DISC,150 WOG,EPDM LINER | 32940.91 | 380 | 1 | 697988149021 | 69798814902 | 32940.91
BFV425 | 77 | MW324E A24 | MW324E | 24 | BUTTERFLY VALVE,WAFER,GEAR OPERATOR,CI BODY,SS DISC,150 WOG,EPDM LINER | 50366.34 | 548 | 1 | 697988149038 | 69798814903 | 50366.34
BFV425 | 70 | MW324E-A A L | MW324EA | 3 | BUTTERFLY VALVE,WAFER,GEAR OPERATOR,CI BODY,SS DISC,200 WOG,EPDM LINER,EPOXY COATED BODY | 3118.69 | 14 | 1 | 697988727823 | 69798872782 | 3118.69
BFV425 | 70 | MW324E-A A N | MW324EA | 4 | BUTTERFLY VALVE,WAFER,GEAR OPERATOR,CI BODY,SS DISC,200 WOG,EPDM LINER,EPOXY CTD BODY | 3578.21 | 16.06 | 1 | 697988149045 | 69798814904 | 3578.21
BFV425 | 70 | MW324E-A A S | MW324EA | 6 | BUTTERFLY VALVE,WAFER,GEAR OPERATOR,CI BODY,SS DISC,200 WOG,EPDM LINER,EPOXY CTD BODY | 4768.36 | 25.6 | 1 | 697988149052 | 69798814905 | 4768.36
BFV425 | 70 | MW324E-A A U | MW324EA | 8 | BUTTERFLY VALVE,WAFER,GEAR OPERATOR,CI BODY,SS DISC,200 WOG,EPDM LINER,EPOXY CTD BODY | 6836.24 | 42 | 1 | 697988660625 | 69798866062 | 6836.24
BFV425 | 70 | MW324E-A A W | MW324EA | 10 | BUTTERFLY VALVE,WAFER,GEAR OPERATOR,CI BODY,SS DISC,200 WOG,EPDM LINER,EPOXY CTD BODY | 9954.98 | 62.79 | 1 | 697988149069 | 69798814906 | 9954.98
BFV425 | 70 | MW324E-A AWJ | MW324EA | 12 | BUTTERFLY VALVE,WAFER,GEAR OPERATOR,CI BODY,SS DISC,200 WOG,EPDM LINER,EPOXY CTD BODY | 13114.71 | 94.286 | 1 | 697988149076 | 69798814907 | 13114.71
BFV425 | 77 | MW324E-A A14 | MW324EA | 14 | BUTTERFLY VALVE,WAFER,GEAR OPERATOR,CI BODY,SS DISC,150 WOG,EPDM LINER,EPOXY CTD BODY | 14258.34 | 155 | 1 | 697988149083 | 69798814908 | 14258.34
BFV425 | 77 | MW324E-A A16 | MW324EA | 16 | BUTTERFLY VALVE,WAFER,GEAR OPERATOR,CI BODY,SS DISC,150 WOG,EPDM LINER,EPOXY COATED BODY | 19638.08 | 230 | 1 | 697988694217 | 69798869421 | 19638.08
BFV425 | 70 | MW324H A S | MW324H | 6 | BUTTERFLY VALVE,WAFER,GEAR OPERATOR,CI BODY,SS DISC,200 WOG,HYPALON LINER | 4431.8 | 25.6 | 1 | 697988149106 | 69798814910 | 4431.8
BFV425 | 70 | MW324H A U | MW324H | 8 | BUTTERFLY VALVE,WAFER,GEAR OPERATOR,CI BODY,SS DISC,200 WOG,HYPALON LINER | 7944.32 | 0 | 1 | 697988770041 | 69798877004 | 7944.32
BFV425 | 70 | MW324H AWJ | MW324H | 12 | BUTTERFLY VALVE,WAFER,GEAR OPERATOR,CI BODY,SS DISC,200 WOG,TEFLON LINER | 13352.81 | 88.05 | 1 | 697988544192 | 69798854419 | 13352.81
BFV425 | 70 | MW324T A S | MW324T | 6 | BUTTERFLY VALVE,WAFER,GEAR OPERATOR,CI BODY,SS DISC,200 WOG,TEFLON LINER | 8871.82 | 27.168 | 1 | 697988149342 | 69798814934 | 8871.82
BFV425 | 70 | MW324T A U | MW324T | 8 | BUTTERFLY VALVE,WAFER,GEAR OPERATOR,CI BODY,SS DISC,200 WOG,TEFLON LINER | 13180.37 | 52 | 1 | 697988149359 | 69798814935 | 13180.37
BFV425 | 70 | MW324T A W | MW324T | 10 | BUTTERFLY VALVE,WAFER,GEAR OPERATOR,CI BODY,SS DISC,200 WOG,TEFLON LINER | 17292.04 | 60 | 1 | 697988149366 | 69798814936 | 17292.04
BFV425 | 70 | MW324T AWJ | MW324T | 12 | BUTTERFLY VALVE,WAFER,GEAR OPERATOR,CI BODY,SS DISC,200 WOG,TEFLON LINER | 22700.6 | 94.286 | 1 | 697988149373 | 69798814937 | 22700.6
BFV425 | 70 | MW324V A J | MW324V | 2 | BUTTERFLY VALVE,WAFER,GEAR OPERATOR,CI BODY,SS DISC,200 WOG,VITON LINER | 3258.04 | 12 | 1 | 697988149380 | 69798814938 | 3258.04
BFV425 | 70 | MW324V A L | MW324V | 3 | BUTTERFLY VALVE,WAFER,GEAR OPERATOR,CI BODY,SS DISC,200 WOG,VITON LINER | 3528.94 | 14 | 1 | 697988149397 | 69798814939 | 3528.94
BFV425 | 70 | MW324V A N | MW324V | 4 | BUTTERFLY VALVE,WAFER,GEAR OPERATOR,CI BODY,SS DISC,200 WOG,VITON LINER | 4152.86 | 18.5 | 1 | 697988149403 | 69798814940 | 4152.86
BFV425 | 70 | MW324V A R | MW324V | 5 | BUTTERFLY VALVE,WAFER,GEAR OPERATOR,CI BODY,SS DISC,200 WOG,VITON LINER | 5334.55 | 24.86 | 1 | 697988575257 | 69798857525 | 5334.55
BFV425 | 70 | MW324V A S | MW324V | 6 | BUTTERFLY VALVE,WAFER,GEAR OPERATOR,CI BODY,SS DISC,200 WOG,VITON LINER | 5728.55 | 27.592 | 1 | 697988149410 | 69798814941 | 5728.55
BFV425 | 70 | MW324V A U | MW324V | 8 | BUTTERFLY VALVE,WAFER,GEAR OPERATOR,CI BODY,SS DISC,200 WOG,VITON LINER | 9044.06 | 44.75 | 1 | 697988149427 | 69798814942 | 9044.06
BFV425 | 70 | MW324V A W | MW324V | 10 | BUTTERFLY VALVE,WAFER,GEAR OPERATOR,CI BODY,SS DISC,200 WOG,VITON LINER | 12482.77 | 62.85 | 1 | 697988149434 | 69798814943 | 12482.77
BFV425 | 70 | MW324V AWJ | MW324V | 12 | BUTTERFLY VALVE,WAFER,GEAR OPERATOR,CI BODY,SS DISC,200 WOG,VITON LINER | 16110.4 | 94.286 | 1 | 697988149441 | 69798814944 | 16110.4
BFV425 | 77 | MW324V A14 | MW324V | 14 | BUTTERFLY VALVE,WAFER,GEAR OPERATOR,CI BODY,SS DISC,200 WOG,VITON LINER | 19413.64 | 180 | 1 | 697988149458 | 69798814945 | 19413.64
BFV425 | 77 | MW324V A16 | MW324V | 16 | BUTTERFLY VALVE,WAFER,GEAR OPERATOR,CI BODY,SS DISC,200 WOG,VITON LINER | 27904.25 | 230 | 1 | 697988149465 | 69798814946 | 27904.25
BFV425 | 77 | MW324V A18 | MW324V | 18 | BUTTERFLY VALVE,WAFER,GEAR OPERATOR,CI BODY,SS DISC,200 WOG,VITON LINER | 34788.62 | 292 | 1 | 697988149472 | 69798814947 | 34788.62
BFV425 | 77 | MW324V A20 | MW324V | 20 | BUTTERFLY VALVE,WAFER,GEAR OPERATOR,CI BODY,SS DISC,200 WOG,VITON LINER | 46678.65 | 380 | 1 | 697988347649 | 69798834764 | 46678.65
BFV425 | 77 | MW324V A24 | MW324V | 24 | BUTTERFLY VALVE,WAFER,GEAR OPERATOR,CI BODY,SS DISC,200 WOG,VITON LINER | 68945.7 | 640 | 1 | 697988355033 | 69798835503 | 68945.7
BFV425 | 70 | MW324V-A A S | MW324VA | 6 | BUTTERFLY VALVE,WAFER,GEAR OPERATOR,CI BODY,SS DISC,200 WOG,VITON LINER,EPOXY COATED BODY | 6557.45 | 24 | 1 | 697988604476 | 69798860447 | 6557.45
BFV425 | 70 | MW324V-A A U | MW324VA | 8 | BUTTERFLY VALVE,WAFER,GEAR OPERATOR,CI BODY,SS DISC,200 WOG,VITON LINER,EPOXY COATED BODY | 9963.19 | 41 | 1 | 697988604483 | 69798860448 | 9963.19
BFV425 | 70 | MW327E A K | MW327E | 2 1/2 | BUTTERFLY VALVE,WAFER,GEAR OPERATOR,CI BODY,NYLON CTD DI DISC,200 WOG,EPDM LINER | 2035.35 | 13 | 1 | 697988149557 | 69798814955 | 2035.35
BFV425 | 70 | MW327E A L | MW327E | 3 | BUTTERFLY VALVE,WAFER,GEAR OPERATOR,CI BODY,NYLON CTD DI DISC,200 WOG,EPDM LINER | 2142.02 | 11.404 | 1 | 697988149564 | 69798814956 | 2142.02
BFV425 | 70 | MW327E A N | MW327E | 4 | BUTTERFLY VALVE,WAFER,GEAR OPERATOR,CI BODY,NYLON CTD DI DISC,200 WOG,EPDM LINER | 2445.73 | 22 | 1 | 697988149571 | 69798814957 | 2445.73
BFV425 | 70 | MW327E A R | MW327E | 5 | BUTTERFLY VALVE,WAFER,GEAR OPERATOR,CI BODY,NYLON CTD DI DISC,200 WOG,EPDM LINER | 2921.74 | 20 | 1 | 697988149588 | 69798814958 | 2921.74
BFV425 | 70 | MW327E A S | MW327E | 6 | BUTTERFLY VALVE,WAFER,GEAR OPERATOR,CI BODY,NYLON CTD DI DISC,200 WOG,EPDM LINER | 3348.47 | 23.2 | 1 | 697988149595 | 69798814959 | 3348.47
BFV425 | 70 | MW327E A U | MW327E | 8 | BUTTERFLY VALVE,WAFER,GEAR OPERATOR,CI BODY,NYLON CTD DI DISC,200 WOG,EPDM LINER | 4366.2 | 49.96 | 1 | 697988149601 | 69798814960 | 4366.2
BFV425 | 70 | MW327E A W | MW327E | 10 | BUTTERFLY VALVE,WAFER,GEAR OPERATOR,CI BODY,NYLON CTD DI DISC,200 WOG,EPDM LINER | 5597.22 | 59.95 | 1 | 697988149618 | 69798814961 | 5597.22
BFV425 | 70 | MW327E AWJ | MW327E | 12 | BUTTERFLY VALVE,WAFER,GEAR OPERATOR,CI BODY,NYLON CTD DI DISC,200 WOG,EPDM LINER | 7025.18 | 86.4 | 1 | 697988149625 | 69798814962 | 7025.18
BFV425 | 70 | MW327ES AWJ | MW327ES | 12 | BUTTERFLY VALVE,WAFER,GEAR OPERATOR,CI BODY,NYLON CTD DI DISC,200 WOG,EPDM LINER,316 SS STEM | 8206.98 | 86.4 | 1 | 697988149632 | 69798814963 | 8206.98
BFV425 | 70 | MW327ESA A U | MW327ESA | 8 | BUTTERFLY VALVE,WAFER,GEAR OP,CI BODY,NYLON CTD DI DISC,200 WOG,EPDM LINER,316 SS STEM,EPXY CTD BDY | 5679.23 | 41 | 1 | 697988510067 | 69798851006 | 5679.23
BFV425 | 70 | MW328E A S | MW328E | 6 | BUTTERFLY VALVE,WAFER,GEAR OPERATOR,CI BODY,EPOXY CTD DI DISC,200 WOG,EPDM LINER | 3307.41 | 30 | 1 | 697988641082 | 69798864108 | 3307.41
BFV425 | 70 | MW328E A U | MW328E | 8 | BUTTERFLY VALVE,WAFER,GEAR OPERATOR,CI BODY,EPOXY CTD DI DISC,200 WOG,EPDM LINER | 4300.47 | 43 | 1 | 697988641099 | 69798864109 | 4300.47
BFV425 | 70 | MW328E A W | MW328E | 10 | BUTTERFLY VALVE,WAFER,GEAR OPERATOR,CI BODY,EPOXY CTD DI DISC,200 WOG,EPDM LINER | 5539.82 | 78 | 1 | 697988641105 | 69798864110 | 5539.82
BFV425 | 70 | MW328E-A A S | MW328EA | 6 | BUTTERFLY VALVE,WAFER,GEAR OPERATOR,CI BODY,EPOXY CTD DI DISC,200 WOG,EPDM LINER,EPOXY CTD BODY | 4136.26 | 30 | 1 | 697988387089 | 69798838708 | 4136.26
BFV425 | 70 | MW328E-A A U | MW328EA | 8 | BUTTERFLY VALVE,WAFER,GEAR OPERATOR,CI BODY,EPOXY CTD DI DISC,200 WOG,EPDM LINER,EPOXY CTD BODY | 5219.56 | 46 | 1 | 697988387096 | 69798838709 | 5219.56
BFV425 | 70 | MW328E-A A W | MW328EA | 10 | BUTTERFLY VALVE,WAFER,GEAR OPERATOR,CI BODY,EPOXY CTD DI DISC,200 WOG,EPDM LINER,EPOXY CTD BODY | 6655.9 | 78 | 1 | 697988387102 | 69798838710 | 6655.9
BFV425 | 70 | MW328E-A AWJ | MW328EA | 12 | BUTTERFLY VALVE,WAFER,GEAR OPERATOR,CI BODY,EPOXY CTD DI DISC,200 WOG,EPDM LINER,EPOXY CTD BODY | 8477.85 | 113 | 1 | 697988387119 | 69798838711 | 8477.85
BFV425 | 71 | MW332B A N | MW332B | 4 | BUTTERFLY VALVE,WAFER,GEAR OPERATOR,DI BODY,NCKL PLDT DI DISC,200 WOG,BUNA LINER | 2888.95 | 0 | 1 | 697988767782 | 69798876778 | 2888.95
BFV425 | 71 | MW332B A S | MW332B | 6 | BUTTERFLY VALVE,WAFER,GEAR OP,DI BODY,NCKL PLTD DI DISC,200 WOG,BUNA LINER | 3430.45 | 28.48 | 1 | 697988716650 | 69798871665 | 3430.45
BFV425 | 71 | MW332B A U | MW332B | 8 | BUTTERFLY VALVE,WAFER,GEAR OP,DI BODY,NICKEL PLATED DI DISC,200 WOG,BUNA LINER | 4415.39 | 50.58 | 1 | 697988716667 | 69798871666 | 4415.39
BFV425 | 71 | MW332B AWJ | MW332B | 12 | BUTTERFLY VALVE,WAFER,GEAR OPERATOR,DI BODY,NKL PLTD DI DISC,200 WOG,BUNA LINER | 7025.18 | 60 | 1 | 697988728363 | 69798872836 | 7025.18
BFV425 | 72 | MW332BS A16 | MW332BS | 16 | BUTTERFLY VALVE,WAFER,GEAR OPERATOR,DI BODY,NCKL PLDT DI DISC,150 WOG,BUNA LINER,316 SS STEM | 16478.72 | 183 | 1 | 697988679528 | 69798867952 | 16478.72
BFV425 | 72 | MW332BS A20 | MW332BS | 20 | BUTTERFLY VALVE,WAFER,GEAR OPERATOR,DI BODY,NCKL PLDT DI DISC,150 WOG,BUNA LINER,316 SS STEM | 26292.46 | 380 | 1 | 697988679535 | 69798867953 | 26292.46
BFV425 | 72 | MW332BS A24 | MW332BS | 24 | BUTTERFLY VALVE,WAFER,GEAR OPERATOR,DI BODY,NCKL PLDT DI DISC,150 WOG,BUNA LINER,316 SS STEM | 41968.32 | 680 | 1 | 697988679542 | 69798867954 | 41968.32
BFV425 | 71 | MW332E A N | MW332E | 4 | BUTTERFLY VALVE,WAFER,GEAR OPERATOR,DI BODY,NCKL PLDT DI DISC,200 WOG,EPDM LINER | 2527.83 | 22.17 | 1 | 697988569638 | 69798856963 | 2527.83
BFV425 | 71 | MW332E A S | MW332E | 6 | BUTTERFLY VALVE,WAFER,GEAR OP HANDLE,DI BODY,NCKL PLTD DI DISC,200 WOG,EPDM LINER | 3430.45 | 48.6 | 1 | 697988720626 | 69798872062 | 3430.45
BFV425 | 71 | MW332E A W | MW332E | 10 | BUTTERFLY VALVE,WAFER,GEAR OPERATOR,DI BODY,NCKL PLDT DI DISC,200 WOG,EPDM LINER | 5654.67 | 60 | 1 | 697988612297 | 69798861229 | 5654.67
BFV425 | 71 | MW332E AWJ | MW332E | 12 | BUTTERFLY VALVE,WAFER,GEAR OPERATOR,DI BODY,NKL PLTD DI DISC,200 WOG,EPDM LINER | 7025.18 | 87.25 | 1 | 697988699328 | 69798869932 | 7025.18
BFV425 | 71 | MW332V A W | MW332V | 10 | BUTTERFLY VALVE,WAFER,GEAR OPERATOR,DI BODY,NKL PLTD DI DISC,200 WOG,VITON LINER | 9298.67 | 60 | 1 | 697988400917 | 69798840091 | 9298.67
BFV425 | 71 | MW332V AWJ | MW332V | 12 | BUTTERFLY VALVE,WAFER,GEAR OPERATOR,DI BODY,NKL PLTD DI DISC,200 WOG,VITON LINER | 11555.56 | 87.25 | 1 | 697988400924 | 69798840092 | 11555.56
BFV425 | 71 | MW332VS A U | MW332VS | 8 | BUTTERFLY VALVE,WAFER,GEAR OP,DI BODY,NCKL PLTD DI DISC,200 WOG,316 SS STEM,VITON LINER | 9069.96 | 0 | 1 | 697988771680 | 69798877168 | 9069.96
BFV425 | 71 | MW333B A J | MW333B | 2 | BUTTERFLY VALVE,WAFER,GEAR OPERATOR,DI BODY,ALMN/BRNZ DISC,200 WOG,BUNA LINER | 2142 | 12 | 1 | 697988376786 | 69798837678 | 2142
BFV425 | 71 | MW333B A K | MW333B | 2 1/2 | BUTTERFLY VALVE,WAFER,GEAR OPERATOR,DI BODY,ALMN/BRNZ DISC,200 WOG,BUNA LINER | 2142 | 13 | 1 | 697988376793 | 69798837679 | 2142
BFV425 | 71 | MW333B A L | MW333B | 3 | BUTTERFLY VALVE,WAFER,GEAR OPERATOR,DI BODY,ALMN/BRNZ DISC,200 WOG,BUNA LINER | 2265.11 | 14 | 1 | 697988376809 | 69798837680 | 2265.11
BFV425 | 71 | MW333B A N | MW333B | 4 | BUTTERFLY VALVE,WAFER,GEAR OPERATOR,DI BODY,ALMN/BRNZ DISC,200 WOG,BUNA LINER | 2675.42 | 17 | 1 | 697988376816 | 69798837681 | 2675.42
BFV425 | 71 | MW333B A R | MW333B | 5 | BUTTERFLY VALVE,WAFER,GEAR OPERATOR,DI BODY,ALMN/BRNZ DISC,200 WOG,BUNA LINER | 3381.31 | 20 | 1 | 697988376823 | 69798837682 | 3381.31
BFV425 | 71 | MW333B A S | MW333B | 6 | BUTTERFLY VALVE,WAFER,GEAR OPERATOR,DI BODY,ALMN/BRNZ DISC,200 WOG,BUNA LINER | 3676.67 | 28.24 | 1 | 697988376830 | 69798837683 | 3676.67
BFV425 | 71 | MW333B A U | MW333B | 8 | BUTTERFLY VALVE,WAFER,GEAR OPERATOR,DI BODY,ALMN/BRNZ DISC,200 WOG,BUNA LINER | 5014.49 | 48.62 | 1 | 697988376847 | 69798837684 | 5014.49
BFV425 | 71 | MW333B A W | MW333B | 10 | BUTTERFLY VALVE,WAFER,GEAR OPERATOR,DI BODY,ALMN/BRNZ DISC,200 WOG,BUNA LINER | 6187.96 | 60 | 1 | 697988376854 | 69798837685 | 6187.96
BFV425 | 71 | MW333B AWJ | MW333B | 12 | BUTTERFLY VALVE,WAFER,GEAR OPERATOR,DI BODY,ALMN/BRNZ DISC,200 WOG,BUNA LINER | 8510.72 | 92.7 | 1 | 697988376861 | 69798837686 | 8510.72
BFV425 | 71 | MW333B-A A U | MW333BA | 8 | BUTTERFLY VALVE,WAFER,GEAR OPERATOR,DI BODY,ALMN/BRNZ DISC,200 WOG,BUNA LINER,EPOXY COATED BODY | 5933.59 | 41 | 1 | 697988715851 | 69798871585 | 5933.59
BFV425 | 71 | MW333BS A R | MW333BS | 5 | BUTTERFLY VALVE,WAFER,GEAR OPERATOR,DI BODY,ALMN/BRNZ DISC,200 WOG,BUNA LINER,316 SS STEM | 3602.87 | 24.66 | 1 | 697988646148 | 69798864614 | 3602.87
BFV425 | 71 | MW333BS A S | MW333BS | 6 | BUTTERFLY VALVE,WAFER,GEAR OPERATOR,DI BODY,ALMN/BRNZ DISC,200 WOG,BUNA LINER,316 SS STEM | 3955.74 | 28.1 | 1 | 697988646179 | 69798864617 | 3955.74
BFV425 | 71 | MW333BS A U | MW333BS | 8 | BUTTERFLY VALVE,WAFER,GEAR OPERATOR,DI BODY,ALMN/BRNZ DISC,200 WOG,BUNA LINER,316 SS STEM | 5408.41 | 50.32 | 1 | 697988646209 | 69798864620 | 5408.41
BFV425 | 71 | MW333BS A W | MW333BS | 10 | BUTTERFLY VALVE,WAFER,GEAR OPERATOR,DI BODY,ALMN/BRNZ DISC,200 WOG,BUNA LINER,316 SS STEM | 6943.05 | 68.38 | 1 | 697988572614 | 69798857261 | 6943.05
BFV425 | 71 | MW333BS AWJ | MW333BS | 12 | BUTTERFLY VALVE,WAFER,GEAR OPERATOR,DI BODY,ALMN/BRNZ DISC,200 WOG,BUNA LINER,316 SS STEM | 9692.48 | 95.22 | 1 | 697988646193 | 69798864619 | 9692.48
BFV425 | 71 | MW333BS-A A L | MW333BSA | 3 | BUTTERFLY VALVE,WAFER,GEAR OPERATOR,DI BODY,ALMN/BRNZ DISC,SS STEM,200 WOG,BUNA LINER,EPOXY COATED | 3020.2 | 14 | 1 | 697988732520 | 69798873252 | 3020.2
BFV425 | 71 | MW333BS-A A S | MW333BSA | 6 | BUTTERFLY VALVE,WAFER,GEAR OPERATOR,DI BODY,ALMN/BRNZ DISC,200 WOG,BUNA LINER,316 SS STEM,EPOXY CTD | 4784.59 | 28.1 | 1 | 697988678286 | 69798867828 | 4784.59
BFV425 | 71 | MW333E A S | MW333E | 6 | BUTTERFLY VALVE,WAFER,GEAR OPERATOR,DI BODY,ALMN/BRNZ DISC,200 WOG,EPDM LINER | 3676.67 | 28.18 | 1 | 697988627482 | 69798862748 | 3676.67
BFV425 | 71 | MW333E A U | MW333E | 8 | BUTTERFLY VALVE,WAFER,GEAR OPERATOR,DI BODY,ALMN/BRNZ DISC,200 WOG,EPDM LINER | 5014.49 | 48.864 | 1 | 697988588462 | 69798858846 | 5014.49
BFV425 | 71 | MW333E A W | MW333E | 10 | BUTTERFLY VALVE,WAFER,GEAR OPERATOR,DI BODY,ALMN/BRNZ DISC,200 WOG,EPDM LINER | 6187.96 | 67.142 | 1 | 697988627468 | 69798862746 | 6187.96
BFV425 | 71 | MW333E AWJ | MW333E | 12 | BUTTERFLY VALVE,WAFER,GEAR OPERATOR,DI BODY,ALMN/BRNZ DISC,200 WOG,EPDM LINER | 8510.72 | 93.962 | 1 | 697988627475 | 69798862747 | 8510.72
BFV425 | 72 | MW333E A14 | MW333E | 14 | BUTTERFLY VALVE,WAFER,GEAR,DI BODY,ALMN/BRNZ DISC,200 WOG,EPDM LINER,NSF/ANSI 372 & 61 | 11868.19 | 159 | 1 | 697988759138 | 69798875913 | 11868.19
BFV425 | 71 | MW333E-A A U | MW333EA | 8 | BUTTERFLY VALVE,WAFER,GEAR OPERATOR,DI BODY,ALMN/BRNZ DISC,200 WOG,EPDM LINER,EPOXY CTD BODY | 5933.57 | 41 | 1 | 697988586857 | 69798858685 | 5933.57
BFV425 | 71 | MW333ES A U | MW333ES | 8 | BUTTERFLY VALVE,WAFER,GEAR OPERATOR,DI BODY,ALMN/BRNZ DISC,200 WOG,EPDM LINER,316 SS STEM | 5408.41 | 41 | 1 | 697988544253 | 69798854425 | 5408.41
BFV425 | 71 | MW333ES AWJ | MW333ES | 12 | BUTTERFLY VALVE,WAFER,GEAR OPERATOR,DI BODY,ALMN/BRNZ DISC,200 WOG,EPDM LINER,316 SS STEM | 9692.48 | 93.46 | 1 | 697988544260 | 69798854426 | 9692.48
BFV425 | 71 | MW333NW A W | MW333NW | 10 | BUTTERFLY VALVE,WAFER,GEAR OPERATOR,DI BODY,ALMN/BRNZ DISC,200 WOG,WHITE NEOPRENE LINER | 7476.54 | 69.35 | 1 | 697988729193 | 69798872919 | 7476.54
BFV425 | 71 | MW334B A N | MW334B | 4 | BUTTERFLY VALVE,WAFER,GEAR OPERATOR,DI BODY,SS DISC,200 WOG,BUNA LINER | 3258.25 | 17 | 1 | 697988604247 | 69798860424 | 3258.25
BFV425 | 71 | MW334B A S | MW334B | 6 | BUTTERFLY VALVE,WAFER,GEAR OPERATOR,DI BODY,SS DISC,200 WOG,BUNA LINER | 4349.77 | 27.372 | 1 | 697988649927 | 69798864992 | 4349.77
BFV425 | 71 | MW334B A U | MW334B | 8 | BUTTERFLY VALVE,WAFER,GEAR OPERATOR,DI BODY,SS DISC,200 WOG,BUNA LINER | 6368.64 | 51.46 | 1 | 697988649217 | 69798864921 | 6368.64
BFV425 | 71 | MW334B A W | MW334B | 10 | BUTTERFLY VALVE,WAFER,GEAR OPERATOR,DI BODY,SS DISC,200 WOG,BUNA LINER | 9470.79 | 60 | 1 | 697988326613 | 69798832661 | 9470.79
BFV425 | 71 | MW334B AWJ | MW334B | 12 | BUTTERFLY VALVE,WAFER,GEAR OPERATOR,DI BODY,SS DISC,200 WOG,BUNA LINER | 12343.34 | 83 | 1 | 697988649934 | 69798864993 | 12343.34
BFV425 | 72 | MW334B A18 | MW334B | 18 | BUTTERFLY VALVE,WAFER,GEAR OPERATOR,DI BODY,SS DISC,150 WOG,BUNA LINER | 23577.47 | 324 | 1 | 697988728721 | 69798872872 | 23577.47
BFV425 | 70 | MW334E A J | MW334E | 2 | BUTTERFLY VALVE,WAFER,GEAR OPERATOR,DI BODY,SS DISC,200 WOG,EPDM LINER | 2453.962 | 16.5 | 1 | 697988772427 | 69798877242 | 3435.547
BFV425 | 70 | MW334E A K | MW334E | 2 1/2 | BUTTERFLY VALVE,WAFER,GEAR OPERATOR,DI BODY,SS DISC,200 WOG,EPDM LINER | 2453.962 | 0 | 1 | 697988772441 | 69798877244 | 3435.547
BFV425 | 71 | MW334E A L | MW334E | 3 | BUTTERFLY VALVE,WAFER,GEAR OPERATOR,DI BODY,SS DISC,200 WOG,EPDM LINER | 2765.83 | 14 | 1 | 697988526150 | 69798852615 | 2765.83
BFV425 | 71 | MW334E A N | MW334E | 4 | BUTTERFLY VALVE,WAFER,GEAR OPERATOR,DI BODY,SS DISC,200 WOG,EPDM LINER | 3258.25 | 17 | 1 | 697988526167 | 69798852616 | 3258.25
BFV425 | 71 | MW334E A R | MW334E | 5 | BUTTERFLY VALVE,WAFER,GEAR OPERATOR,DI BODY,SS DISC,200 WOG,EPDM LINER | 4054.25 | 20 | 1 | 697988587298 | 69798858729 | 4054.25
BFV425 | 71 | MW334E A S | MW334E | 6 | BUTTERFLY VALVE,WAFER,GEAR OPERATOR,DI BODY,SS DISC,200 WOG,EPDM LINER | 4349.77 | 24 | 1 | 697988510654 | 69798851065 | 4349.77
BFV425 | 71 | MW334E A U | MW334E | 8 | BUTTERFLY VALVE,WAFER,GEAR OPERATOR,DI BODY,SS DISC,200 WOG,EPDM LINER | 6368.64 | 42 | 1 | 697988638440 | 69798863844 | 6368.64
BFV425 | 71 | MW334E A W | MW334E | 10 | BUTTERFLY VALVE,WAFER,GEAR OPERATOR,DI BODY,SS DISC,200 WOG,EPDM LINER | 9470.79 | 69.28 | 1 | 697988550407 | 69798855040 | 9470.79
BFV425 | 71 | MW334E AWJ | MW334E | 12 | BUTTERFLY VALVE,WAFER,GEAR OPERATOR,DI BODY,SS DISC,200 WOG,EPDM LINER | 12343.34 | 81 | 1 | 697988585454 | 69798858545 | 12343.34
BFV425 | 72 | MW334E A16 | MW334E | 16 | BUTTERFLY VALVE,WAFER,GEAR OPERATOR,DI BODY,SS DISC,150 WOG,EPDM LINER | 19751.47 | 252 | 1 | 697988695887 | 69798869588 | 19751.47
BFV425 | 72 | MW334E A18 | MW334E | 18 | BUTTERFLY VALVE,WAFER,GEAR OPERATOR,DI BODY,SS DISC,150 WOG,EPDM LINER | 23577.47 | 0 | 1 | 697988747098 | 69798874709 | 23577.47
BFV425 | 70 | MW334NB A W | MW334NB | 10 | BUTTERFLY VALVE,WAFER,GEAR OPERATOR,DI BODY,SS DISC,200 WOG,BLACK NEOPRENE LINER | 10619.79 | 60 | 1 | 697988698987 | 69798869898 | 10619.79
BFV425 | 71 | MW334T A L | MW334T | 3 | BUTTERFLY VALVE,WAFER,GEAR OPERATOR,DI BODY,SS DISC,200 WOG,TEFLON LINER | 5974.78 | 0 | 1 | 697988760974 | 69798876097 | 5974.78
BFV425 | 71 | MW334V A S | MW334V | 6 | BUTTERFLY VALVE,WAFER,GEAR OP,DI BODY,SS DISC,200 WOG,VITON LINER | 6138.85 | 27.662 | 1 | 697988716674 | 69798871667 | 6138.85
BFV425 | 71 | MW334V A U | MW334V | 8 | BUTTERFLY VALVE,WAFER,GEAR OP,DI BODY,SS DISC,200 WOG,VITON LINER | 9495.52 | 51.304 | 1 | 697988716681 | 69798871668 | 9495.52
BFV425 | 71 | MW334V AWJ | MW334V | 12 | BUTTERFLY VALVE,WAFER,GEAR OPERATOR,DI BODY,SS DISC,200 WOG,VITON LINER | 16873.69 | 0 | 1 | 697988765658 | 69798876565 | 16873.69
BFV425 | 70 | MW523E A N | MW123E | 4 | BUTTERFLY VALVE,WAFER,GEAR OPERATOR W/MEM STOP,CI BODY,ALMN/BRNZ DISC,200 WOG,EPDM LINER | 3028.214 | 0 | 0 | 697988776302 | 69798877630 | 4239.5
BFV425 | 70 | MW523E A S | MW523E | 6 | BUTTERFLY VALVE,WAFER,GEAR OPERATOR W/MEM STOP,CI BODY,ALMN/BRNZ DISC,200 WOG,EPDM LINER | 3984.44 | 24 | 1 | 697988594609 | 69798859460 | 3984.44
BFV425 | 70 | MW523E A W | MW523E | 10 | BUTTERFLY VALVE,WAFER,GEAR OPERATOR W/MEM STOP,CI BODY,ALMN/BRNZ DISC,200 WOG,EPDM LINER | 6442.41 | 69.74 | 1 | 697988746442 | 69798874644 | 6442.41
BFV425 | 70 | MW523E AWJ | MW123E | 12 | BUTTERFLY VALVE,WAFER,GEAR OPERATOR W/MEM STOP,CI BODY,ALMN/BRNZ DISC,200 WOG,EPDM LINER | 8920.954 | 0 | 0 | 697988776289 | 69798877628 | 12489.336
BFV425 | 70 | MW524V-A A S | MW524VA | 6 | BUTTERFLY VALVE,WAFER,GEAR OPERATOR W/MEM STOP,CI BODY,SS DISC,200 WOG,VITON LINER,EPOXY CTD BODY | 6685.57 | 24 | 1 | 697988551213 | 69798855121 | 6685.57
BFV425 | 70 | MW524V-A A U | MW524VA | 8 | BUTTERFLY VALVE,WAFER,GEAR OPERATOR W/MEM STOP,CI BODY,SS DISC,200 WOG,VITON LINER,EPOXY CTD BODY | 10833.22 | 41 | 1 | 697988551220 | 69798855122 | 10833.22
BFV425 | 71 | MW933E A L | MW933E | 3 | BUTTERFLY VALVE,WAFER,GEAR OPERATOR W/LOCKOUT,DI BODY,ALMN/BRNZ DISC,200 WOG,EPDM LINER | 2732.9 | 16.144 | 1 | 697988710764 | 69798871076 | 2732.9
BFV425 | 71 | MW933E A N | MW933E | 4 | BUTTERFLY VALVE,WAFER,GEAR W/LOCKOUT,DI BODY,ALUM/BRNZ DISC,200 WOG,EPDM LINER | 3143.33 | 16.144 | 1 | 697988621145 | 69798862114 | 3143.33
BFV425 | 72 | MW934E A16 | MW934E | 16 | BUTTERFLY VALVE,WAFER,GEAR OPERATOR WITH LOCK OUT,DI BODY,SS DISC,150 WOG,EPDM LINER | 20219.37 | 252.6 | 1 | 697988708211 | 69798870821 | 20219.37
BFV425 | 70 | OW122B A J | OW122B | 2 | BUTTERFLY VALVE,WAFER,BARE STEM,CI BODY,NICKEL PLTD DI DISC,200 WOG,BUNA LINER | 763.27 | 7 | 1 | 697988150669 | 69798815066 | 763.27
BFV425 | 70 | OW122B A K | OW122B | 2 1/2 | BUTTERFLY VALVE,WAFER,BARE STEM,CI BODY,NICKEL PLTD DI DISC,200 WOG,BUNA LINER | 763.27 | 8 | 1 | 697988150676 | 69798815067 | 763.27
BFV425 | 70 | OW122B A L | OW122B | 3 | BUTTERFLY VALVE,WAFER,BARE STEM,CI BODY,NICKEL PLTD DI DISC,200 WOG,BUNA LINER | 828.87 | 7.4 | 1 | 697988150683 | 69798815068 | 828.87
BFV425 | 70 | OW122B A N | OW122B | 4 | BUTTERFLY VALVE,WAFER,BARE STEM,CI BODY,NICKEL PLTD DI DISC,200 WOG,BUNA LINER | 1017.67 | 12 | 1 | 697988150690 | 69798815069 | 1017.67
BFV425 | 70 | OW122B A R | OW122B | 5 | BUTTERFLY VALVE,WAFER,BARE STEM,CI BODY,NICKEL PLTD DI DISC,200 WOG,BUNA LINER | 1428.07 | 11.1 | 1 | 697988150706 | 69798815070 | 1428.07
BFV425 | 70 | OW122B A S | OW122B | 6 | BUTTERFLY VALVE,WAFER,BARE STEM,CI BODY,NICKEL PLTD DI DISC,200 WOG,BUNA LINER | 1805.58 | 19 | 1 | 697988150713 | 69798815071 | 1805.58
BFV425 | 70 | OW122B A U | OW122B | 8 | BUTTERFLY VALVE,WAFER,BARE STEM,CI BODY,NICKEL PLTD DI DISC,200 WOG,BUNA LINER | 2486.76 | 28.96 | 1 | 697988150720 | 69798815072 | 2486.76
BFV425 | 70 | OW122B A W | OW122B | 10 | BUTTERFLY VALVE,WAFER,BARE STEM,CI BODY,NICKEL PLTD DI DISC,200 WOG,BUNA LINER | 3586.38 | 52 | 1 | 697988150737 | 69798815073 | 3586.38
BFV425 | 70 | OW122B AWJ | OW122B | 12 | BUTTERFLY VALVE,WAFER,BARE STEM,CI BODY,NICKEL PLTD DI DISC,200 WOG,BUNA LINER | 4850.39 | 73 | 1 | 697988150744 | 69798815074 | 4850.39
BFV425 | 70 | OW123B A J | OW123B | 2 | BUTTERFLY VALVE,WAFER,BARE STEM,CI BODY,ALMN/BRNZ DISC,200 WOG,BUNA LINER | 820.74 | 7 | 1 | 697988150843 | 69798815084 | 820.74
BFV425 | 70 | OW123B A K | OW123B | 2 1/2 | BUTTERFLY VALVE,WAFER,BARE STEM,CI BODY,ALMN/BRNZ DISC,200 WOG,BUNA LINER | 820.74 | 6.9 | 1 | 697988150850 | 69798815085 | 820.74
BFV425 | 70 | OW123B A L | OW123B | 3 | BUTTERFLY VALVE,WAFER,BARE STEM,CI BODY,ALMN/BRNZ DISC,200 WOG,BUNA LINER | 911 | 9 | 1 | 697988150867 | 69798815086 | 911
BFV425 | 70 | OW123B A N | OW123B | 4 | BUTTERFLY VALVE,WAFER,BARE STEM,CI BODY,ALMN/BRNZ DISC,200 WOG,BUNA LINER | 1157.1 | 11.05 | 1 | 697988150874 | 69798815087 | 1157.1
BFV425 | 70 | OW123B A R | OW123B | 5 | BUTTERFLY VALVE,WAFER,BARE STEM,CI BODY,ALMN/BRNZ DISC,200 WOG,BUNA LINER | 1657.85 | 15 | 1 | 697988150881 | 69798815088 | 1657.85
BFV425 | 70 | OW123B A S | OW123B | 6 | BUTTERFLY VALVE,WAFER,BARE STEM,CI BODY,ALMN/BRNZ DISC,200 WOG,BUNA LINER | 2035.41 | 19 | 1 | 697988150898 | 69798815089 | 2035.41
BFV425 | 70 | OW123B A U | OW123B | 8 | BUTTERFLY VALVE,WAFER,BARE STEM,CI BODY,ALMN/BRNZ DISC,200 WOG,BUNA LINER | 3036.63 | 29.2 | 1 | 697988150904 | 69798815090 | 3036.63
BFV425 | 70 | OW123B A W | OW123B | 10 | BUTTERFLY VALVE,WAFER,BARE STEM,CI BODY,ALMN/BRNZ DISC,200 WOG,BUNA LINER | 4095.24 | 45.98 | 1 | 697988150911 | 69798815091 | 4095.24
BFV425 | 70 | OW123B AWJ | OW123B | 12 | BUTTERFLY VALVE,WAFER,BARE STEM,CI BODY,ALMN/BRNZ DISC,200 WOG,BUNA LINER | 6245.44 | 73 | 1 | 697988150928 | 69798815092 | 6245.44
BFV425 | 70 | OW124B A N | OW124B | 4 | BUTTERFLY VALVE,WAFER,BARE STEM,CI BODY,SS DISC,200 WOG,BUNA LINER | 1723.5 | 10.3 | 1 | 697988638648 | 69798863864 | 1723.5
BFV425 | 70 | OW222B A J | OW222B | 2 | BUTTERFLY VALVE,WAFER,LEVER HANDLE,CI BODY,NICKEL PLTD DI DISC,200 WOG,BUNA LINER | 911 | 7.84 | 1 | 697988151383 | 69798815138 | 911
BFV425 | 70 | OW222B A K | OW222B | 2 1/2 | BUTTERFLY VALVE,WAFER,LEVER HANDLE,CI BODY,NICKEL PLTD DI DISC,200 WOG,BUNA LINER | 911 | 9.1 | 1 | 697988151390 | 69798815139 | 911
BFV425 | 70 | OW222B A L | OW222B | 3 | BUTTERFLY VALVE,WAFER,LEVER HANDLE,CI BODY,NICKEL PLTD DI DISC,200 WOG,BUNA LINER | 976.53 | 8.84 | 1 | 697988151406 | 69798815140 | 976.53
BFV425 | 70 | OW222B A N | OW222B | 4 | BUTTERFLY VALVE,WAFER,LEVER HANDLE,CI BODY,NICKEL PLTD DI DISC,200 WOG,BUNA LINER | 1239.28 | 13.36 | 1 | 697988151413 | 69798815141 | 1239.28
BFV425 | 70 | OW222B A R | OW222B | 5 | BUTTERFLY VALVE,WAFER,LEVER HANDLE,CI BODY,NICKEL PLTD DI DISC,200 WOG,BUNA LINER | 1641.37 | 16.06 | 1 | 697988151420 | 69798815142 | 1641.37
BFV425 | 70 | OW222B A S | OW222B | 6 | BUTTERFLY VALVE,WAFER,LEVER HANDLE,CI BODY,NICKEL PLTD DI DISC,200 WOG,BUNA LINER | 2035.41 | 19.71 | 1 | 697988151437 | 69798815143 | 2035.41
BFV425 | 70 | OW222B A U | OW222B | 8 | BUTTERFLY VALVE,WAFER,LEVER HANDLE,CI BODY,NICKEL PLTD DI DISC,200 WOG,BUNA LINER | 2773.95 | 34.65 | 1 | 697988151444 | 69798815144 | 2773.95
BFV425 | 70 | OW222B A W | OW222B | 10 | BUTTERFLY VALVE,WAFER,LEVER HANDLE,CI BODY,NICKEL PLTD DI DISC,200 WOG,BUNA LINER | 3890.08 | 52 | 1 | 697988151451 | 69798815145 | 3890.08
BFV425 | 70 | OW222B AWJ | OW222B | 12 | BUTTERFLY VALVE,WAFER,LEVER HANDLE,CI BODY,NICKEL PLTD DI DISC,200 WOG,BUNA LINER | 5145.67 | 78.88 | 1 | 697988151468 | 69798815146 | 5145.67
BFV425 | 70 | OW223B A J | OW223B | 2 | BUTTERFLY VALVE,WAFER,LEVER HANDLE,CI BODY,ALMN/BRNZ DISC,200 WOG,BUNA LINER | 968.35 | 7.73 | 1 | 697988151567 | 69798815156 | 968.35
BFV425 | 70 | OW223B A K | OW223B | 2 1/2 | BUTTERFLY VALVE,WAFER,LEVER HANDLE,CI BODY,ALMN/BRNZ DISC,200 WOG,BUNA LINER | 968.35 | 9.12 | 1 | 697988151574 | 69798815157 | 968.35
BFV425 | 70 | OW223B A L | OW223B | 3 | BUTTERFLY VALVE,WAFER,LEVER HANDLE,CI BODY,ALMN/BRNZ DISC,200 WOG,BUNA LINER | 1058.71 | 8.842 | 1 | 697988151581 | 69798815158 | 1058.71
BFV425 | 70 | OW223B A N | OW223B | 4 | BUTTERFLY VALVE,WAFER,LEVER HANDLE,CI BODY,ALMN/BRNZ DISC,200 WOG,BUNA LINER | 1370.45 | 12.182 | 1 | 697988151598 | 69798815159 | 1370.45
BFV425 | 70 | OW223B A R | OW223B | 5 | BUTTERFLY VALVE,WAFER,LEVER HANDLE,CI BODY,ALMN/BRNZ DISC,200 WOG,BUNA LINER | 1879.38 | 14.86 | 1 | 697988151604 | 69798815160 | 1879.38
BFV425 | 70 | OW223B A S | OW223B | 6 | BUTTERFLY VALVE,WAFER,LEVER HANDLE,CI BODY,ALMN/BRNZ DISC,200 WOG,BUNA LINER | 2265.11 | 19 | 1 | 697988151611 | 69798815161 | 2265.11
BFV425 | 70 | OW223B A U | OW223B | 8 | BUTTERFLY VALVE,WAFER,LEVER HANDLE,CI BODY,ALMN/BRNZ DISC,200 WOG,BUNA LINER | 3323.72 | 32.6 | 1 | 697988151628 | 69798815162 | 3323.72
BFV425 | 70 | OW223B A W | OW223B | 10 | BUTTERFLY VALVE,WAFER,LEVER HANDLE,CI BODY,ALMN/BRNZ DISC,200 WOG,BUNA LINER | 4398.93 | 49.02 | 1 | 697988151635 | 69798815163 | 4398.93
BFV425 | 70 | OW223B AWJ | OW223B | 12 | BUTTERFLY VALVE,WAFER,LEVER HANDLE,CI BODY,ALMN/BRNZ DISC,200 WOG,BUNA LINER | 6549.17 | 76.06 | 1 | 697988151642 | 69798815164 | 6549.17
BFV425 | 70 | OW223B-A A S | OW223BA | 6 | BUTTERFLY VALVE,WAFER,LEVER HANDLE,CI BODY,ALMN/BRNZ DISC,200 WOG,BUNA LINER,EPOXY COATED BODY | 3093.96 | 19 | 1 | 697988640603 | 69798864060 | 3093.96
BFV425 | 70 | OW223V A L | OW223V | 3 | BUTTERFLY VALVE,WAFER,LEVER HANDLE,CI BODY,ALMN/BRNZ DISC,200 WOG,VITON LINER | 2051.61 | 9 | 1 | 697988151673 | 69798815167 | 2051.61
BFV425 | 70 | OW223V A N | OW223V | 4 | BUTTERFLY VALVE,WAFER,LEVER HANDLE,CI BODY,ALMN/BRNZ DISC,200 WOG,VITON LINER | 2568.73 | 13.75 | 1 | 697988151680 | 69798815168 | 2568.73
BFV425 | 70 | OW223V A S | OW223V | 6 | BUTTERFLY VALVE,WAFER,LEVER HANDLE,CI BODY,ALMN/BRNZ DISC,200 WOG,VITON LINER | 4054.18 | 19 | 1 | 697988151703 | 69798815170 | 4054.18
BFV425 | 70 | OW224V A N | OW224V | 4 | BUTTERFLY VALVE,WAFER,LEVER HANDLE,CI BODY,SS DISC,200 WOG,VITON LINER | 3176.02 | 12 | 1 | 697988349728 | 69798834972 | 3176.02
BFV425 | 70 | OW323B A N | OW323B | 4 | BUTTERFLY VALVE,WAFER,GEAR OPERATOR,CI BODY,ALMN/BRNZ DISC,200 WOG,BUNA LINER | 2388.16 | 17 | 1 | 697988526990 | 69798852699 | 2388.16
BFV425 | 70 | OW323B A S | OW323B | 6 | BUTTERFLY VALVE,WAFER,GEAR OPERATOR,CI BODY,ALMN/BRNZ DISC,200 WOG,BUNA LINER | 3274.67 | 24 | 1 | 697988527003 | 69798852700 | 3274.67
BFV425 | 70 | OW323B A U | OW323B | 8 | BUTTERFLY VALVE,WAFER,GEAR OPERATOR,CI BODY,ALMN/BRNZ DISC,200 WOG,BUNA LINER | 4513.85 | 50.28 | 1 | 697988512122 | 69798851212 | 4513.85
BFV425 | 70 | OW323B AWJ | OW323B | 12 | BUTTERFLY VALVE,WAFER,GEAR OPERATOR,CI BODY,ALMN/BRNZ DISC,200 WOG,BUNA LINER | 7730.86 | 81 | 1 | 697988512139 | 69798851213 | 7730.86
BFV425 | 79 | R1-0-C-613 | R1/0 - C -613 |  | CHAIN,1/0 LOCKLINK SS316L | 74.49 | 0.18 | 1 | 697988467798 | 69798846779 | 74.49
BFV425 | 79 | R1-0-C-746 | R10C746 |  | CHAIN,1/0 LOCKLINK GALVANIZED | 39.48 | 0.16 | 1 | 697988023352 | 69798802335 | 39.48
BFV425 | 79 | R1-0-ML-746 | R10ML746 |  | MASTER LINK CONNECTOR FOR 1/0 CHAIN | 173.07 | 0.06 | 1 | 697988651197 | 69798865119 | 173.07
BFV425 | 79 | R4-0-C-613 | R4/0 - C -613 |  | CHAIN,4/0 LOCKLINK STEEL | 84.64 | 0.34 | 1 | 697988467804 | 69798846780 | 84.64
BFV425 | 79 | R4-0-C-746 | R40C746 |  | CHAIN,4/0 LOCKLINK STEEL | 42.94 | 0.32 | 1 | 697988032668 | 69798803266 | 42.94
BFV425 | 79 | R4-0-ML-746 | R40ML746 |  | MASTER LINK CONNECTOR FOR 4/0 CHAIN | 199.64 | 0.06 | 1 | 697988651203 | 69798865120 | 199.64
BFV425 | 7G | UPGG-245E-200 | UPGG-245E | 2 | GROOVED BUTTERFLY VALVE,LEVER HANDLE,NSF 61 | 1345.68 | 6.741 | 1 | 697988741164 | 69798874116 | 1345.68
BFV425 | 7G | UPGG-245E-212 | UPGG-245E | 2 1/2 | GROOVED BUTTERFLY VALVE,LEVER HANDLE,NSF 61 | 1650.52 | 7.425 | 1 | 697988741171 | 69798874117 | 1650.52
BFV425 | 7G | UPGG-245E-300 | UPGG-245E | 3 | GROOVED BUTTERFLY VALVE,LEVER HANDLE,NSF 61 | 1734.77 | 8.681 | 1 | 697988741188 | 69798874118 | 1734.77
BFV425 | 7G | UPGG-245E-400 | UPGG-245E | 4 | GROOVED BUTTERFLY VALVE,LEVER HANDLE,NSF 61 | 2226.01 | 12.215 | 1 | 697988741195 | 69798874119 | 2226.01
BFV425 | 7G | UPGG-245E-500 | UPGG-245E | 5 | GROOVED BUTTERFLY VALVE,LEVER HANDLE,NSF 61 | 3736.15 | 17.26 | 1 | 697988741201 | 69798874120 | 3736.15
BFV425 | 7G | UPGG-245E-600 | UPGG-245E | 6 | GROOVED BUTTERFLY VALVE,LEVER HANDLE,NSF 61 | 4246.98 | 27.359 | 1 | 697988741218 | 69798874121 | 4246.98
BFV425 | 7G | UPGG-245E-800 | UPGG-245E | 8 | GROOVED BUTTERFLY VALVE,LEVER HANDLE,NSF 61 | 5397.89 | 35.521 | 1 | 697988741225 | 69798874122 | 5397.89
BFV425 | 7G | UPGG-345E-200 | UPGG-345E | 2 | GROOVED BUTTERFLY VALVE,GEAR OP HANDLE,NSF 61 | 2599.3 | 0 | 0 | 697988743823 | 69798874382 | 2599.3
BFV425 | 7G | UPGG-345E-212 | UPGG-345E | 2 1/2 | GROOVED BUTTERFLY VALVE,GEAR OP HANDLE,NSF 61 | 2964.24 | 0 | 0 | 697988743830 | 69798874383 | 2964.24
BFV425 | 7G | UPGG-345E-300 | UPGG-345E | 3 | GROOVED BUTTERFLY VALVE,GEAR OP HANDLE,NSF 61 | 3034.35 | 16 | 1 | 697988743847 | 69798874384 | 3034.35
BFV425 | 7G | UPGG-345E-400 | UPGG-345E | 4 | GROOVED BUTTERFLY VALVE,GEAR OP HANDLE,NSF 61 | 3525.63 | 21.22 | 1 | 697988743854 | 69798874385 | 3525.63
BFV425 | 7G | UPGG-345E-500 | UPGG-345E | 5 | GROOVED BUTTERFLY VALVE,GEAR OP HANDLE,NSF 61 | 5134.03 | 0 | 0 | 697988743861 | 69798874386 | 5134.03
BFV425 | 7G | UPGG-345E-600 | UPGG-345E | 6 | GROOVED BUTTERFLY VALVE,GEAR OP HANDLE,NSF 61 | 6144.53 | 34.6 | 1 | 697988743878 | 69798874387 | 6144.53
BFV425 | 7G | UPGG-345E-800 | UPGG-345E | 8 | GROOVED BUTTERFLY VALVE,GEAR OP HANDLE,NSF 61 | 7107.34 | 46.74 | 1 | 697988743885 | 69798874388 | 7107.34
BFV425 | 7G | UPGG-345E-1000 | UPGG-345E | 10 | GROOVED BUTTERFLY VALVE,GEAR OP HANDLE,NSF 61 | 10616.1 | 84 | 1 | 697988743892 | 69798874389 | 10616.1
BFV425 | 21 | 5637 - F -699 | 5637 - F -610 |  | BUTTERBALL,MEMORY STOP TAB,FITS SIZES 1/4" - 1" | 9.79 | 0.2 | 1 | 697988724624 | 69798872462 | 9.79
BFV425 | 21 | 5637 - G -699 | 5637 - G -610 |  | BUTTERBALL,MEMORY STOP TAB,FITS SIZES 1-1/4" - 2" | 11.3 | 0.015 | 1 | 697988724631 | 69798872463 | 11.3
BFV425 | 79 | 7496 - S -662 | 7496S662 |  | SQUARE OPR NUT MTV GEARS | 534.66 | 9.8 | 1 | 697988676022 | 69798867602 | 534.66
BFV425 | 79 | 7496 - 16-662 | 749616662 |  | SQUARE OPR NUT MTV GEARS | 534.66 | 2.16 | 1 | 697988676039 | 69798867603 | 534.66
BFV425 | 79 | 7496 - 24-662 | 749624662 |  | SQUARE OPR NUT MTV GEARS | 562.71 | 2.16 | 1 | 697988676046 | 69798867604 | 562.71
BFV425 | 79 | 7913 - JB-830 | 7913JB830 | 2 | SLEEVE,BUNA 2" | 562.71 | 0.375 | 1 | 697988552449 | 69798855244 | 562.71
BFV425 | 79 | 7913 - JE-830 | 7913JE830 | 2 | SLEEVE,EPDM 2" | 562.71 | 0.375 | 1 | 697988552456 | 69798855245 | 562.71
BFV425 | 79 | 7913 - JH-830 | 7913JH830 | 2 | SLEEVE,HYPALON 2" | 422.18 | 0.2 | 1 | 697988552470 | 69798855247 | 422.18
BFV425 | 79 | 7913 - JN-830 | 7913JN830 | 2 | SLEEVE,BLACK NEOPRENE,FOOD GRADE 2" | 422.18 | 0.425 | 1 | 697988552487 | 69798855248 | 422.18
BFV425 | 79 | 7913 - JP-830 | 7913JP830 | 2 | SLEEVE,WHITE NEOPRENE,FOOD GRADE 2" | 450.26 | 0.225 | 1 | 697988552494 | 69798855249 | 450.26
BFV425 | 79 | 7913 - JT-830 | 7913JT830 | 2 | SLEEVE,TEFLON 2" | 3104.7 | 0.25 | 50 | 697988552500 | 69798855250 | 3104.7
BFV425 | 79 | 7913 - JV-830 | 7913JV830 | 2 | SLEEVE,VITON 2" | 1134.81 | 0.25 | 25 | 697988552517 | 69798855251 | 1134.81
BFV425 | 79 | 7913 - KB-830 | 7913KB830 | 2 1/2 | SLEEVE,BUNA 2 1/2" | 609.7 | 0.52 | 1 | 697988552524 | 69798855252 | 609.7
BFV425 | 79 | 7913 - KE-830 | 7913KE830 | 2 1/2 | SLEEVE,EPDM 2 1/2" | 609.7 | 0.48 | 1 | 697988552531 | 69798855253 | 609.7
BFV425 | 79 | 7913 - KH-830 | 7913KH830 | 2 1/2 | SLEEVE,HYPALON 2 1/2" | 422.18 | 0.51 | 1 | 697988552555 | 69798855255 | 422.18
BFV425 | 79 | 7913 - KN-830 | 7913KN830 | 2 1/2 | SLEEVE,BLACK NEOPRENE,FOOD GRADE 2 1/2" | 422.18 | 0.51 | 1 | 697988552562 | 69798855256 | 422.18
BFV425 | 79 | 7913 - KP-830 | 7913KP830 | 2 1/2 | SLEEVE,WHITE NEOPRENE,FOOD GRADE 2 1/2" | 450.26 | 0.51 | 1 | 697988552579 | 69798855257 | 450.26
BFV425 | 79 | 7913 - KT-830 | 7913KT830 | 2 1/2 | SLEEVE,TEFLON 2 1/2" | 3554.93 | 0.62 | 25 | 697988552586 | 69798855258 | 3554.93
BFV425 | 79 | 7913 - KV-830 | 7913KV830 | 2 1/2 | SLEEVE,VITON 2 1/2" | 1134.81 | 0.7 | 4 | 697988552593 | 69798855259 | 1134.81
BFV425 | 79 | 7913 - LB-830 | 7913LB830 | 3 | SLEEVE,BUNA 3" | 572.19 | 0.58 | 1 | 697988552609 | 69798855260 | 572.19
BFV425 | 79 | 7913 - LE-830 | 7913LE830 | 3 | SLEEVE,EPDM 3" | 572.19 | 0.64 | 1 | 697988552616 | 69798855261 | 572.19
BFV425 | 79 | 7913 - LH-830 | 7913LH830 | 3 | SLEEVE,HYPALON 3" | 422.18 | 0.7 | 1 | 697988552630 | 69798855263 | 422.18
BFV425 | 79 | 7913 - LN-830 | 7913LN830 | 3 | SLEEVE,BLACK NEOPRENE,FOOD GRADE 3" | 422.18 | 0.74 | 1 | 697988552647 | 69798855264 | 422.18
BFV425 | 79 | 7913 - LP-830 | 7913LP830 | 3 | SLEEVE,WHITE NEOPRENE,FOOD GRADE 3" | 450.26 | 0.74 | 1 | 697988552654 | 69798855265 | 450.26
BFV425 | 79 | 7913 - LT-830 | 7913LT830 | 3 | SLEEVE,TEFLON 3" | 3667.35 | 0.7 | 25 | 697988552661 | 69798855266 | 3667.35
BFV425 | 79 | 7913 - LV-830 | 7913LV830 | 3 | SLEEVE,VITON 3" | 1134.81 | 0.78 | 50 | 697988552678 | 69798855267 | 1134.81
BFV425 | 79 | 7913 - NB-830 | 7913NB830 | 4 | SLEEVE,BUNA 4" | 619.03 | 0.88 | 1 | 697988552685 | 69798855268 | 619.03
BFV425 | 79 | 7913 - NE-830 | 7913NE830 | 4 | SLEEVE,EPDM 4" | 619.03 | 0.96 | 48 | 697988552692 | 69798855269 | 619.03
BFV425 | 79 | 7913 - NH-830 | 7913NH830 | 4 | SLEEVE,HYPALON 4" | 422.18 | 1.08 | 1 | 697988552715 | 69798855271 | 422.18
BFV425 | 79 | 7913 - NN-830 | 7913NN830 | 4 | SLEEVE,BLACK NEOPRENE,FOOD GRADE 4" | 422.18 | 1.08 | 1 | 697988552722 | 69798855272 | 422.18
BFV425 | 79 | 7913 - NP-830 | 7913NP830 | 4 | SLEEVE,WHITE NEOPRENE,FOOD GRADE 4" | 450.26 | 1.02 | 1 | 697988552739 | 69798855273 | 450.26
BFV425 | 79 | 7913 - NT-830 | 7913NT830 | 4 | SLEEVE,TEFLON 4" | 4239.49 | 1.04 | 50 | 697988552746 | 69798855274 | 4239.49
BFV425 | 79 | 7913 - NV-830 | 7913NV830 | 4 | SLEEVE,VITON 4" | 1369.45 | 1.18 | 50 | 697988552753 | 69798855275 | 1369.45
BFV425 | 79 | 7913 - RB-830 | 7913RB830 | 5 | SLEEVE,BUNA 5" | 759.73 | 1.438 | 1 | 697988552760 | 69798855276 | 759.73
BFV425 | 79 | 7913 - RE-830 | 7913RE830 | 5 | SLEEVE,EPDM 5" | 759.73 | 1.438 | 1 | 697988552777 | 69798855277 | 759.73
BFV425 | 79 | 7913 - RH-830 | 7913RH830 | 5 | SLEEVE,HYPALON 5" | 572.19 | 1 | 1 | 697988552791 | 69798855279 | 572.19
BFV425 | 79 | 7913 - RV-830 | 7913RV830 | 5 | SLEEVE,VITON 5" | 1997.89 | 1.94 | 10 | 697988552807 | 69798855280 | 1997.89
BFV425 | 79 | 7913 - SB-830 | 7913SB830 | 6 | SLEEVE,BUNA-N 6" | 703.47 | 1.5 | 1 | 697988552814 | 69798855281 | 703.47
BFV425 | 79 | 7913 - SE-830 | 7913SE830 | 6 | SLEEVE,EPDM | 703.47 | 1.5 | 1 | 697988552821 | 69798855282 | 703.47
BFV425 | 79 | 7913 - SH-830 | 7913SH830 | 6 | SLEEVE,HYPALON 6" | 562.71 | 1.5 | 1 | 697988552845 | 69798855284 | 562.71
BFV425 | 79 | 7913 - SN-830 | 7913SN830 | 6 | SLEEVE,BLACK NEOPRENE,FOOD GRADE 6" | 562.71 | 2.04 | 1 | 697988552852 | 69798855285 | 562.71
BFV425 | 79 | 7913 - SP-830 | 7913SP830 | 6 | SLEEVE,WHITE NEOPRENE,FOOD GRADE 6" | 675.37 | 2.04 | 1 | 697988552869 | 69798855286 | 675.37
BFV425 | 79 | 7913 - ST-830 | 7913ST830 | 6 | SLEEVE,TEFLON 6" | 5636.99 | 1.94 | 50 | 697988552876 | 69798855287 | 5636.99
BFV425 | 79 | 7913 - SV-830 | 7913SV830 | 6 | SLEEVE,VITON 6" | 2044.73 | 1.75 | 48 | 697988552883 | 69798855288 | 2044.73
BFV425 | 79 | 7913 - UB-830 | 7913UB830 | 8 | SLEEVE,BUNA 8" | 1238.08 | 2.313 | 1 | 697988552890 | 69798855289 | 1238.08
BFV425 | 79 | 7913 - UE-830 | 7913UE830 | 8 | SLEEVE,EPDM 8" | 1238.08 | 2.313 | 3 | 697988552906 | 69798855290 | 1238.08
BFV425 | 79 | 7913 - UH-830 | 7913UH830 | 8 | SLEEVE,HYPALON 8" | 1181.89 | 2.78 | 3 | 697988552920 | 69798855292 | 1181.89
BFV425 | 79 | 7913 - UN-830 | 7913UN830 | 8 | SLEEVE,BLACK NEOPRENE,FOOD GRADE 8" | 1181.89 | 2.15 | 24 | 697988552937 | 69798855293 | 1181.89
BFV425 | 79 | 7913 - UP-830 | 7913UP830 | 8 | SLEEVE,WHITE NEOPRENE,FOOD GRADE 8" | 1294.3 | 2.15 | 1 | 697988552944 | 69798855294 | 1294.3
BFV425 | 79 | 7913 - UT-830 | 7913UT830 | 8 | SLEEVE,TEFLON 8" | 8300.77 | 2.15 | 25 | 697988552951 | 69798855295 | 8300.77
BFV425 | 79 | 7913 - UV-830 | 7913UV830 | 8 | SLEEVE VITON 8" | 3573.58 | 2.313 | 24 | 697988552968 | 69798855296 | 3573.58
BFV425 | 79 | 7913 - WB-830 | 7913WB830 | 10 | SLEEVE,BUNA 10" | 1416.32 | 3.5 | 1 | 697988552975 | 69798855297 | 1416.32
BFV425 | 79 | 7913 - WE-830 | 7913WE830 | 10 | SLEEVE,EPDM 10" | 1416.32 | 3.963 | 14 | 697988552982 | 69798855298 | 1416.32
BFV425 | 79 | 7913 - WH-830 | 7913WH830 | 10 | SLEEVE,HYPALON 10" | 1313.14 | 3.81 | 1 | 697988553002 | 69798855300 | 1313.14
BFV425 | 79 | 7913 - WN-830 | 7913WN830 | 10 | SLEEVE,BLACK NEOPRENE,FOOD GRADE 10" | 1313.14 | 4.38 | 1 | 697988553019 | 69798855301 | 1313.14
BFV425 | 79 | 7913 - WP-830 | 7913WP830 | 10 | SLEEVE,WHITE NEOPRENE,FOOD GRADE 10" | 1472.56 | 3.81 | 1 | 697988553026 | 69798855302 | 1472.56
BFV425 | 79 | 7913 - WT-830 | 7913WT830 | 10 | SLEEVE,TEFLON 10" | 9660.82 | 4.38 | 25 | 697988553033 | 69798855303 | 9660.82
BFV425 | 79 | 7913 - WV-830 | 7913WV830 | 10 | SLEEVE,VITON 10" | 4164.49 | 4.8 | 1 | 697988553040 | 69798855304 | 4164.49
BFV425 | 79 | 7913 -WJB-830 | 7913WJB830 | 12 | SLEEVE,BUNA 12" | 1772.68 | 4.688 | 1 | 697988553057 | 69798855305 | 1772.68
BFV425 | 79 | 7913 -WJE-830 | 7913WJE830 | 12 | SLEEVE,EPDM 12" | 1772.68 | 5.22 | 1 | 697988553064 | 69798855306 | 1772.68
BFV425 | 79 | 7913 -WJH-830 | 7913WJH830 | 12 | SLEEVE,HYPALON 12" | 2025.97 | 4.69 | 1 | 697988553088 | 69798855308 | 2025.97
BFV425 | 79 | 7913 -WJN-830 | 7913WJN830 | 12 | SLEEVE,BLACK NEOPRENE,FOOD GRADE 12" | 2025.97 | 5.78 | 1 | 697988553095 | 69798855309 | 2025.97
BFV425 | 79 | 7913 -WJP-830 | 7913WJP830 | 12 | SLEEVE,WHITE NEOPRENE,FOOD GRADE 12" | 2147.86 | 4.69 | 1 | 697988553101 | 69798855310 | 2147.86
BFV425 | 79 | 7913 -WJT-830 | 7913WJT830 | 12 | SLEEVE,TEFLON 12" | 12709.19 | 5.56 | 25 | 697988553118 | 69798855311 | 12709.19
BFV425 | 79 | 7913 -WJV-830 | 7913WJV830 | 12 | SLEEVE,VITON 12" | 5177.52 | 6.32 | 8 | 697988553125 | 69798855312 | 5177.52
BFV425 | 79 | 7923 - JB-830 | 7923JB830 | 2 | SLEEVE,BUNA,WUXI 2" | 562.71 | 0.23 | 1 | 697988558496 | 69798855849 | 562.71
BFV425 | 79 | 7923 - JE-830 | 7923JE830 | 2 | SLEEVE,EPDM,WUXI 2" | 562.71 | 0.23 | 1 | 697988558502 | 69798855850 | 562.71
BFV425 | 79 | 7923 - KB-830 | 7923KB830 | 2 1/2 | SLEEVE,BUNA,WUXI 2 1/2" | 609.7 | 0.54 | 1 | 697988558519 | 69798855851 | 609.7
BFV425 | 79 | 7923 - KE-830 | 7923KE830 | 2 1/2 | SLEEVE,EPDM,WUXI 2 1/2" | 609.7 | 0.52 | 1 | 697988558526 | 69798855852 | 609.7
BFV425 | 79 | 7923 - LB-830 | 7923LB830 | 3 | SLEEVE,BUNA,WUXI 3" | 572.17 | 0.64 | 1 | 697988558533 | 69798855853 | 572.17
BFV425 | 79 | 7923 - LE-830 | 7923LE830 | 3 | SLEEVE,EPDM,WUXI 3" | 572.17 | 0.6 | 1 | 697988558540 | 69798855854 | 572.17
BFV425 | 79 | 7923 - NB-830 | 7923NB830 | 4 | SLEEVE,BUNA,WUXI 4" | 619.03 | 0.94 | 1 | 697988558557 | 69798855855 | 619.03
BFV425 | 79 | 7923 - NE-830 | 7923NE830 | 4 | SLEEVE,EPDM,WUXI 4" | 619.03 | 0.9 | 1 | 697988558564 | 69798855856 | 619.03
BFV425 | 79 | 7923 - RB-830 | 7923RB830 | 5 | SLEEVE,BUNA,WUXI 5" | 759.73 | 2.31 | 1 | 697988558571 | 69798855857 | 759.73
BFV425 | 79 | 7923 - RE-830 | 7923RE830 | 5 | SLEEVE,EPDM,WUXI 5" | 759.73 | 2.31 | 1 | 697988558588 | 69798855858 | 759.73
BFV425 | 79 | 7923 - SB-830 | 7923SB830 | 6 | SLEEVE,BUNA,WUXI 6" | 703.47 | 2.31 | 1 | 697988558595 | 69798855859 | 703.47
BFV425 | 79 | 7923 - SE-830 | 7923SE830 | 6 | SLEEVE,EPDM,WUXI 6" | 703.47 | 2.31 | 1 | 697988558601 | 69798855860 | 703.47
BFV425 | 79 | 7923 - UB-830 | 7923UB830 | 8 | SLEEVE,BUNA,WUXI 8" | 1238.08 | 2.31 | 1 | 697988558618 | 69798855861 | 1238.08
BFV425 | 79 | 7923 - UE-830 | 7923UE830 | 8 | SLEEVE,EPDM,WUXI 8" | 1238.08 | 2.48 | 1 | 697988558625 | 69798855862 | 1238.08
BFV425 | 79 | 7923 - WB-830 | 7923WB830 | 10 | SLEEVE,BUNA,WUXI 10" | 1416.32 | 3.92 | 1 | 697988558632 | 69798855863 | 1416.32
BFV425 | 79 | 7923 - WE-830 | 7923WE830 | 10 | SLEEVE,EPDM,WUXI 10" | 1416.32 | 3.88 | 1 | 697988558649 | 69798855864 | 1416.32
BFV425 | 79 | 7923 -WJB-830 | 7923WJB830 | 12 | SLEEVE,BUNA,WUXI 12" | 1772.68 | 5.2 | 1 | 697988558656 | 69798855865 | 1772.68
BFV425 | 79 | 7923 -WJE-830 | 7923WJE830 | 12 | SLEEVE,EPDM,WUXI 12" | 1772.68 | 5.18 | 1 | 697988558663 | 69798855866 | 1772.68
BFV425 | 79 | 8115 -65N -20 | 811565N20 |  | GEAR OPT(18/20),CAST IRON | 4802.25 | 53.4 | 1 | 697988682443 | 69798868244 | 4802.25
BFV425 | 79 | 84016- LL-940 | 84016LL940 |  | LEVER HANDLE LOCKING 2" - 3" | 167.9 | 1.5 | 1 | 697988553163 | 69798855316 | 167.9
BFV425 | 79 | 84016- RL-940 | 84016RL940 |  | LEVER HANDLE LOCKING 4" - 5" | 218.08 | 1.945 | 1 | 697988553170 | 69798855317 | 218.08
BFV425 | 79 | 84016- SL-940 | 84016SL940 |  | LEVER HANDLE LOCKING 6" | 227 | 1.9 | 1 | 697988553187 | 69798855318 | 227
BFV425 | 79 | 84016- UL-940 | 84016UL940 |  | LEVER HANDLE LOCKING 8" | 267.28 | 4.1 | 1 | 697988553194 | 69798855319 | 267.28
BFV425 | 79 | 84016-LFA-940 | 84016LFA940 |  | LEVER HANDLE EPOXY 2" - 3" | 267.28 | 1 | 1 | 697988553217 | 69798855321 | 267.28
BFV425 | 79 | 84016-RFA-940 | 84016RFA940 |  | LEVER HANDLE EPOXY 4" - 5" | 335.81 | 1.8 | 1 | 697988553224 | 69798855322 | 335.81
BFV425 | 79 | 84016-SFA-940 | 84016SFA940 |  | LEVER HANDLE EPOXY 6" | 365.23 | 1.86 | 1 | 697988553231 | 69798855323 | 365.23
BFV425 | 79 | 84016-UFA-940 | 84016UFA940 |  | LEVER HANDLE EPOXY 8" | 394.74 | 4.58 | 1 | 697988553248 | 69798855324 | 394.74
BFV425 | 79 | 84016-WFA-940 | 84016WFA940 |  | LEVER HANDLE LOCKING 10" - 12" | 394.74 | 5.14 | 1 | 697988553255 | 69798855325 | 394.74
BFV425 | 79 | 84016-WJL-940 | 84016WJL940 |  | LEVER HANDLE LOCKING 10" - 12" | 267.28 | 4.38 | 1 | 697988553262 | 69798855326 | 267.28
BFV425 | 21 | 84648- F -940 | 84648F940 |  | OVAL HANDLE BUTTERBALL 1/4" - 1" | 33.89 | 0.18 | 1 | 697988553279 | 69798855327 | 33.89
BFV425 | 21 | 84648- J -940 | 84648J940 |  | OVAL HANDLE BUTTERBALL 1 1/4" - 2" | 51.71 | 0.131 | 1 | 697988553286 | 69798855328 | 51.71
BFV425 | 79 | 86110-24N-950 | 8611024N950 |  | MEMORY STOP CONVERSION KIT (2-3) | 534.66 | 0.7 | 1 | 697988651463 | 69798865146 | 534.66
BFV425 | 79 | 86110-24N2-950 | 8611024N2950 |  | MEMORY STOP CONVERSION KIT(4-5) | 534.66 | 0.7 | 1 | 697988651470 | 69798865147 | 534.66
BFV425 | 79 | 86110-24N3-950 | 8611024N3950 |  | MEMORY STOP CONVERSION KIT (6) | 534.66 | 0.7 | 1 | 697988651487 | 69798865148 | 534.66
BFV425 | 79 | 86110-30N-950 | 8611030N950 |  | MEMORY STOP CONVERSION KIT (8) | 712.72 | 1.42 | 1 | 697988651494 | 69798865149 | 712.72
BFV425 | 79 | 86110-30N2-950 | 8611030N2950 |  | MEMORY STOP CONVERSION KIT (10-12) | 712.72 | 1.4 | 1 | 697988651500 | 69798865150 | 712.72
BFV425 | 79 | 86110-48N-950 | 8611048N950 |  | MEMORY STOP CONVERSION KIT (14-16) | 891 | 4.42 | 1 | 697988651517 | 69798865151 | 891
BFV425 | 79 | 86110-65N-950 | 8611065N950 |  | MEMORY STOP CONVERSION KIT (18-24) | 1860.6 | 4.72 | 1 | 697988651524 | 69798865152 | 1860.6
BFV425 | 21 | 8619 - F -940 | 8619F940 |  | STEM EXTENSION 1 1/4" FOR BUTTERBALL 1/4" - 1" | 29.69 | 0.12 | 10 | 697988553323 | 69798855332 | 29.69
BFV425 | 21 | 8619 - G -940 | 8619G940 |  | STEM EXTENSION 1 1/4" FOR BUTTERBALL 1 1/4" - 2" | 33.89 | 0.115 | 10 | 697988553330 | 69798855333 | 33.89
BFV425 | 21 | 8620 - F -940 | 8620F940 |  | STEM EXTENSION 2 1/4" FOR BUTTERBALL 1/4" - 1" | 37.02 | 0.1 | 10 | 697988553347 | 69798855334 | 37.02
BFV425 | 21 | 8620 - G -940 | 8620G940 |  | STEM EXTENSION 2 1/4" FOR BUTTERBALL 1 1/4" - 2" | 49.86 | 0.145 | 10 | 697988553354 | 69798855335 | 49.86
BFV425 | 79 | 8661 - J -940 | 8661J940 |  | MEM STOP KIT 2-6 INCH, M-SERIES & C-SERIES BUTTERFLY VALVE | 37.06 | 0.22 | 1 | 697988720541 | 69798872054 | 37.06
BFV425 | 79 | 8661 - U -940 | 8661U940 |  | MEM STOP KIT 8-12 INCH, M-SERIES & C-SERIES BUTTERFLY VALVE | 39.51 | 0.5 | 1 | 697988720558 | 69798872055 | 39.51
BFV425 | 79 | 8687 - LC-940 | 8687LC940 |  | LEVER HANDLE KIT 10 POSITION 2" - 3" | 217.19 | 2.3 | 1 | 697988553378 | 69798855337 | 217.19
BFV425 | 79 | 8687 - RC-940 | 8687RC940 |  | LEVER HANDLE KIT 10 POSITION 4" - 5" | 286.5 | 2.542 | 1 | 697988553385 | 69798855338 | 286.5
BFV425 | 79 | 8687 - SC-940 | 8687SC940 |  | LEVER HANDLE KIT 10 POSITION 6" | 296.41 | 2.46 | 1 | 697988553392 | 69798855339 | 296.41
BFV425 | 79 | 8687 - UC-940 | 8687UC940 |  | LEVER HANDLE KIT 10 POSITION 8" | 345.57 | 4.54 | 1 | 697988553408 | 69798855340 | 345.57
BFV425 | 79 | 8687 - WC-940 | 8687WC940 |  | LEVER HANDLE KIT 10 POSITION 10" - 12" | 355.63 | 4.636 | 1 | 697988553415 | 69798855341 | 355.63
BFV425 | 79 | 8687 -LSC-940 | 8687LSC940 |  | LEVER HANDLE EPOXY SS PLATE 2" - 3" | 434.79 | 2.08 | 1 | 697988553422 | 69798855342 | 434.79
BFV425 | 79 | 8687 -RSC-940 | 8687RSC940 |  | LEVER HANDLE EPOXY SS PLATE 4" - 5" | 523.39 | 2.3 | 1 | 697988553439 | 69798855343 | 523.39
BFV425 | 79 | 8687 -SSC-940 | 8687SSC940 |  | LEVER HANDLE EPOXY SS PLATE 6" | 543.18 | 2.25 | 1 | 697988553446 | 69798855344 | 543.18
BFV425 | 79 | 8687 -USC-940 | 8687USC940 |  | LEVER HANDLE EPOXY SS PLATE 8" | 673 | 4.25 | 1 | 697988553453 | 69798855345 | 673
BFV425 | 79 | 8687 -WSC-940 | 8687WSC940 |  | LEVER HANDLE EPOXY SS PLATE 10" - 12" | 720.8 | 4.25 | 1 | 697988553460 | 69798855346 | 720.8