## Sheet1
BFV-0722
Milwaukee Valve Butterfly Valve List Price
Effective Date of List Price: 07/01/2022
PriceBook Name | Discount Code | EDI Part No. | Model No. w/Options | Valve Size | LONG DESCRIPTION | 0722 List | Unit Weight | Box Qty | UPC W/CHECK DIGIT | 11 DIGIT UPC
BFV722 | 79 | ARG1-0 | ARG10 | 1 | CHAIN WHEEL OPERATOR AND GUIDE FITS HANDWHEEL DIAMETERS 4.25"- 5.75",FOR BUTTERFLY VALVES | 650.7 | 1.86 | 1 | 697988651333 | 69798865133
BFV722 | 79 | ARG1-5 | ARG15 |  | CHAIN WHEEL OPERATOR AND GUIDE FITS HANDWHEEL DIAMETERS 6.00"- 7.50",FOR BUTTERFLY VALVES | 650.7 | 2.54 | 1 | 697988552241 | 69798855224
BFV722 | 79 | ARG2-0 | ARG20 |  | CHAIN WHEEL OPERATOR AND GUIDE FITS HANDWHEEL DIAMETERS 7.75"- 9.00",FOR BUTTERFLY VALVES | 752.99 | 9.36 | 1 | 697988552258 | 69798855225
BFV722 | 79 | ARG2-5 | ARG25 |  | CHAIN WHEEL OPERATOR AND GUIDE FITS HANDWHEEL DIAMETERS 9.25"- 12.50",FOR BUTTERFLY VALVES | 912.66 | 5.76 | 1 | 697988552265 | 69798855226
BFV722 | 79 | ARG3-0 | ARG30 |  | CHAIN WHEEL OPERATOR AND GUIDE FITS HANDWHEEL DIAMETERS 12.75"-15.50",FOR BVF | 1954.59 | 18 | 1 | 697988675919 | 69798867591
BFV722 | 79 | ARG3-5 | ARG35 |  | CHAIN WHEEL OPERATOR AND GUIDE FITS HANDWHEEL 15.75"-19.0"HW | 1954.59 | 11.28 | 1 | 697988552272 | 69798855227
BFV722 | 79 | ARG4-0 | ARG40 |  | CHAIN WHEEL OPERATOR AND GUIDE FITS HANDWHEEL 16"300-18"150W | 3396.31 | 16.66 | 1 | 697988760141 | 69798876014
BFV722 | 20 | BB1-10A0- 100 | BB110A0 | 1 | BUTTERBALL BUTTERFLY VALVE,175 WOG,FULL PORT,SS STEM & DISC,EPDM SEAL,W/ACTUATOR PADS | 282.36 | 0.735 | 20 | 697988552289 | 69798855228
BFV722 | 20 | BB1-10A0- 114 | BB110A0 | 1 1/4 | BUTTERBALL BUTTERFLY VALVE,175 WOG,FULL PORT,SS STEM & DISC,EPDM SEAL,W/ACTUATOR PADS | 318.01 | 1.085 | 10 | 697988552302 | 69798855230
BFV722 | 20 | BB1-10A0- 112 | BB110A0 | 1 1/2 | BUTTERBALL BUTTERFLY VALVE,175 WOG,FULL PORT,SS STEM & DISC,EPDM SEAL,W/ACTUATOR PADS | 348.02 | 1.45 | 12 | 697988552296 | 69798855229
BFV722 | 20 | BB1-10A0- 200 | BB110A0 | 2 | BUTTERBALL BUTTERFLY VALVE,175 WOG,FULL PORT,SS STEM & DISC,EPDM SEAL,W/ACTUATOR PADS | 385.05 | 2.34 | 6 | 697988552319 | 69798855231
BFV722 | 20 | BB2-100 - 14 | BB2100 | 1/4 | BUTTERBALL BUTTERFLY VALVE,175 WOG,FULL PORT,SS STEM & DISC,VITON SEAL,THREADED | 44.29 | 0.515 | 36 | 697988118850 | 69798811885
BFV722 | 20 | BB2-100 - 38 | BB2100 | 3/8 | BUTTERBALL BUTTERFLY VALVE,175 WOG,FULL PORT,SS STEM & DISC,VITON SEAL,THREADED | 44.29 | 0.505 | 36 | 697988118874 | 69798811887
BFV722 | 20 | BB2-100 - 12 | BB2100 | 1/2 | BUTTERBALL BUTTERFLY VALVE,175 WOG,FULL PORT,SS STEM & DISC,VITON SEAL,THREADED | 44.29 | 0.54 | 36 | 697988118843 | 69798811884
BFV722 | 20 | BB2-100 - 34 | BB2100 | 3/4 | BUTTERBALL BUTTERFLY VALVE,175 WOG,FULL PORT,SS STEM & DISC,VITON SEAL,THREADED | 67.03 | 0.63 | 36 | 697988118867 | 69798811886
BFV722 | 20 | BB2-100 - 100 | BB2100 | 1 | BUTTERBALL BUTTERFLY VALVE,175 WOG,FULL PORT,SS STEM & DISC,VITON SEAL,THREADED | 85.15 | 0.805 | 24 | 697988118881 | 69798811888
BFV722 | 20 | BB2-100 - 114 | BB2100 | 1 1/4 | BUTTERBALL BUTTERFLY VALVE,175 WOG,FULL PORT,SS STEM & DISC,VITON SEAL,THREADED | 136.28 | 1.32 | 12 | 697988118904 | 69798811890
BFV722 | 20 | BB2-100 - 112 | BB2100 | 1 1/2 | BUTTERBALL BUTTERFLY VALVE,175 WOG,FULL PORT,SS STEM & DISC,VITON SEAL,THREADED | 170.39 | 1.57 | 12 | 697988118898 | 69798811889
BFV722 | 20 | BB2-100 - 200 | BB2100 | 2 | BUTTERBALL BUTTERFLY VALVE,175 WOG,FULL PORT,SS STEM & DISC,VITON SEAL,THREADED | 205.59 | 2.725 | 6 | 697988118911 | 69798811891
BFV722 | 20 | BB2-100R- 14 | BB2100R | 1/4 | BUTTERBALL BUTTERFLY VALVE,175 WOG,FULL PORT,SS STEM & DISC,VITON SEAL,THREADED,OVAL HANDLE | 69.48 | 0.599 | 1 | 697988119017 | 69798811901
BFV722 | 20 | BB2-100R- 38 | BB2100R | 3/8 | BUTTERBALL BUTTERFLY VALVE,175 WOG,FULL PORT,SS STEM & DISC,VITON SEAL,THREADED,OVAL HANDLE | 69.48 | 0.51 | 1 | 697988119031 | 69798811903
BFV722 | 20 | BB2-100R- 12 | BB2100R | 1/2 | BUTTERBALL BUTTERFLY VALVE,175 WOG,FULL PORT,SS STEM & DISC,VITON SEAL,THREADED,OVAL HANDLE | 69.48 | 0.55 | 1 | 697988119000 | 69798811900
BFV722 | 20 | BB2-100R- 34 | BB2100R | 3/4 | BUTTERBALL BUTTERFLY VALVE,175 WOG,FULL PORT,SS STEM & DISC,VITON SEAL,THREADED,OVAL HANDLE | 92.21 | 0.7 | 1 | 697988119024 | 69798811902
BFV722 | 20 | BB2-100R- 100 | BB2100R | 1 | BUTTERBALL BUTTERFLY VALVE,175 WOG,FULL PORT,SS STEM & DISC,VITON SEAL,THREADED,OVAL HANDLE | 110.35 | 0.805 | 1 | 697988119048 | 69798811904
BFV722 | 20 | BB2-100R- 114 | BB2100R | 1 1/4 | BUTTERBALL BUTTERFLY VALVE,175 WOG,FULL PORT,SS STEM & DISC,VITON SEAL,THREADED,OVAL HANDLE | 174.66 | 1.375 | 12 | 697988119062 | 69798811906
BFV722 | 20 | BB2-100R- 112 | BB2100R | 1 1/2 | BUTTERBALL BUTTERFLY VALVE,175 WOG,FULL PORT,SS STEM & DISC,VITON SEAL,THREADED,OVAL HANDLE | 208.79 | 1.7 | 12 | 697988119055 | 69798811905
BFV722 | 20 | BB2-100R- 200 | BB2100R | 2 | BUTTERBALL BUTTERFLY VALVE,175 WOG,FULL PORT,SS STEM & DISC,VITON SEAL,THREADED,OVAL HANDLE | 243.98 | 2.75 | 6 | 697988119079 | 69798811907
BFV722 | 20 | BB2-102 - 14 | BB2102 | 1/4 | BUTTERBALL BUTTERFLY VALVE,175 WOG,FULL PORT,SS STEM & DISC,VITON SEAL,THREADED,MEMORY STOP | 51.55 | 0.54 | 36 | 697988119161 | 69798811916
BFV722 | 20 | BB2-102 - 38 | BB2102 | 3/8 | BUTTERBALL BUTTERFLY VALVE,175 WOG,FULL PORT,SS STEM & DISC,VITON SEAL,THREADED,MEMORY STOP | 51.55 | 0.52 | 36 | 697988119185 | 69798811918
BFV722 | 20 | BB2-102 - 12 | BB2102 | 1/2 | BUTTERBALL BUTTERFLY VALVE,175 WOG,FULL PORT,SS STEM & DISC,VITON SEAL,THREADED,MEMORY STOP | 51.55 | 0.54 | 36 | 697988119154 | 69798811915
BFV722 | 20 | BB2-102 - 34 | BB2102 | 3/4 | BUTTERBALL BUTTERFLY VALVE,175 WOG,FULL PORT,SS STEM & DISC,VITON SEAL,THREADED,MEMORY STOP | 74.3 | 0.68 | 36 | 697988119178 | 69798811917
BFV722 | 20 | BB2-102 - 100 | BB2102 | 1 | BUTTERBALL BUTTERFLY VALVE,175 WOG,FULL PORT,SS STEM & DISC,VITON SEAL,THREADED,MEMORY STOP | 92.44 | 0.82 | 24 | 697988119192 | 69798811919
BFV722 | 20 | BB2-102 - 114 | BB2102 | 1 1/4 | BUTTERBALL BUTTERFLY VALVE,175 WOG,FULL PORT,SS STEM & DISC,VITON SEAL,THREADED,MEMORY STOP | 144.67 | 1.3 | 12 | 697988119215 | 69798811921
BFV722 | 20 | BB2-102 - 112 | BB2102 | 1 1/2 | BUTTERBALL BUTTERFLY VALVE,175 WOG,FULL PORT,SS STEM & DISC,VITON SEAL,THREADED,MEMORY STOP | 178.81 | 1.6 | 12 | 697988119208 | 69798811920
BFV722 | 20 | BB2-102 - 200 | BB2102 | 2 | BUTTERBALL BUTTERFLY VALVE,175 WOG,FULL PORT,SS STEM & DISC,VITON SEAL,THREADED,MEMORY STOP | 213.98 | 2.735 | 6 | 697988119222 | 69798811922
BFV722 | 20 | BB2-103 - 14 | BB2103 | 1/4 | BUTTERBALL BUTTERFLY VALVE,175 WOG,FULL PORT,SS STEM & DISC,VITON SEAL,THREADED,1 1/4" EXT STEM | 66.34 | 0.75 | 1 | 697988119376 | 69798811937
BFV722 | 20 | BB2-103 - 38 | BB2103 | 3/8 | BUTTERBALL BUTTERFLY VALVE,175 WOG,FULL PORT,SS STEM & DISC,VITON SEAL,THREADED,1 1/4" EXT STEM | 66.34 | 0.76 | 1 | 697988119390 | 69798811939
BFV722 | 20 | BB2-103 - 12 | BB2103 | 1/2 | BUTTERBALL BUTTERFLY VALVE,175 WOG,FULL PORT,SS STEM & DISC,VITON SEAL,THREADED,1 1/4" EXT STEM | 66.34 | 0.8 | 1 | 697988119369 | 69798811936
BFV722 | 20 | BB2-103 - 34 | BB2103 | 3/4 | BUTTERBALL BUTTERFLY VALVE,175 WOG,FULL PORT,SS STEM & DISC,VITON SEAL,THREADED,1 1/4" EXT STEM | 89.07 | 0.88 | 1 | 697988119383 | 69798811938
BFV722 | 20 | BB2-103 - 100 | BB2103 | 1 | BUTTERBALL BUTTERFLY VALVE,175 WOG,FULL PORT,SS STEM & DISC,VITON SEAL,THREADED,1 1/4" EXT STEM | 107.2 | 1.055 | 1 | 697988119406 | 69798811940
BFV722 | 20 | BB2-103 - 114 | BB2103 | 1 1/4 | BUTTERBALL BUTTERFLY VALVE,175 WOG,FULL PORT,SS STEM & DISC,VITON SEAL,THREADED,1 1/4" EXT STEM | 161.45 | 1.4 | 1 | 697988119420 | 69798811942
BFV722 | 20 | BB2-103 - 112 | BB2103 | 1 1/2 | BUTTERBALL BUTTERFLY VALVE,175 WOG,FULL PORT,SS STEM & DISC,VITON SEAL,THREADED,1 1/4" EXT STEM | 195.57 | 1.95 | 1 | 697988119413 | 69798811941
BFV722 | 20 | BB2-103 - 200 | BB2103 | 2 | BUTTERBALL BUTTERFLY VALVE,175 WOG,FULL PORT,SS STEM & DISC,VITON SEAL,THREADED,1 1/4" EXT STEM | 230.78 | 2.8 | 1 | 697988119437 | 69798811943
BFV722 | 20 | BB2-104 - 14 | BB2104 | 1/4 | BUTTERBALL BUTTERFLY VALVE,175 WOG,FULL PORT,SS STEM & DISC,VITON SEAL,THREADED,2 1/4" EXT STEM | 71.78 | 0.75 | 1 | 697988119536 | 69798811953
BFV722 | 20 | BB2-104 - 38 | BB2104 | 3/8 | BUTTERBALL BUTTERFLY VALVE,175 WOG,FULL PORT,SS STEM & DISC,VITON SEAL,THREADED,2 1/4" EXT STEM | 71.78 | 0.76 | 1 | 697988119550 | 69798811955
BFV722 | 20 | BB2-104 - 12 | BB2104 | 1/2 | BUTTERBALL BUTTERFLY VALVE,175 WOG,FULL PORT,SS STEM & DISC,VITON SEAL,THREADED,2 1/4" EXT STEM | 71.78 | 0.63 | 1 | 697988119529 | 69798811952
BFV722 | 20 | BB2-104 - 34 | BB2104 | 3/4 | BUTTERBALL BUTTERFLY VALVE,175 WOG,FULL PORT,SS STEM & DISC,VITON SEAL,THREADED,2 1/4" EXT STEM | 94.51 | 0.76 | 1 | 697988119543 | 69798811954
BFV722 | 20 | BB2-104 - 100 | BB2104 | 1 | BUTTERBALL BUTTERFLY VALVE,175 WOG,FULL PORT,SS STEM & DISC,VITON SEAL,THREADED,2 1/4" EXT STEM | 112.65 | 1.055 | 1 | 697988119567 | 69798811956
BFV722 | 20 | BB2-104 - 114 | BB2104 | 1 1/4 | BUTTERBALL BUTTERFLY VALVE,175 WOG,FULL PORT,SS STEM & DISC,VITON SEAL,THREADED,2 1/4" EXT STEM | 173.3 | 1.45 | 1 | 697988119581 | 69798811958
BFV722 | 20 | BB2-104 - 112 | BB2104 | 1 1/2 | BUTTERBALL BUTTERFLY VALVE,175 WOG,FULL PORT,SS STEM & DISC,VITON SEAL,THREADED,2 1/4" EXT STEM | 207.41 | 1.77 | 1 | 697988119574 | 69798811957
BFV722 | 20 | BB2-104 - 200 | BB2104 | 2 | BUTTERBALL BUTTERFLY VALVE,175 WOG,FULL PORT,SS STEM & DISC,VITON SEAL,THREADED,2 1/4" EXT STEM | 242.61 | 2.66 | 1 | 697988119598 | 69798811959
BFV722 | 20 | BB2-350 - 38 | BB2350 | 3/8 | BUTTERBALL BUTTERFLY VALVE,175 WOG,FULL PORT,SS STEM & DISC,VITON SEAL,SOLDER | 44.29 | 0.46 | 36 | 697988120297 | 69798812029
BFV722 | 20 | BB2-350 - 12 | BB2350 | 1/2 | BUTTERBALL BUTTERFLY VALVE,175 WOG,FULL PORT,SS STEM & DISC,VITON SEAL,SOLDER | 46.61 | 0.47 | 36 | 697988120266 | 69798812026
BFV722 | 20 | BB2-350 - 34 | BB2350 | 3/4 | BUTTERBALL BUTTERFLY VALVE,175 WOG,FULL PORT,SS STEM & DISC,VITON SEAL,SOLDER | 75.37 | 0.64 | 36 | 697988120280 | 69798812028
BFV722 | 20 | BB2-350 - 100 | BB2350 | 1 | BUTTERBALL BUTTERFLY VALVE,175 WOG,FULL PORT,SS STEM & DISC,VITON SEAL,SOLDER | 91.98 | 0.895 | 24 | 697988120303 | 69798812030
BFV722 | 20 | BB2-350 - 114 | BB2350 | 1 1/4 | BUTTERBALL BUTTERFLY VALVE,175 WOG,FULL PORT,SS STEM & DISC,VITON SEAL,SOLDER | 148.35 | 1.615 | 12 | 697988120327 | 69798812032
BFV722 | 20 | BB2-350 - 112 | BB2350 | 1 1/2 | BUTTERBALL BUTTERFLY VALVE,175 WOG,FULL PORT,SS STEM & DISC,VITON SEAL,SOLDER | 191.49 | 1.9 | 12 | 697988120310 | 69798812031
BFV722 | 20 | BB2-350 - 200 | BB2350 | 2 | BUTTERBALL BUTTERFLY VALVE,175 WOG,FULL PORT,SS STEM & DISC,VITON SEAL,SOLDER | 239.48 | 3.455 | 6 | 697988120334 | 69798812033
BFV722 | 20 | BB2-350R- 38 | BB2350R | 3/8 | BUTTERBALL BUTTERFLY VALVE,175 WOG,FULL PORT,SS STEM & DISC,VITON SEAL,SOLDER,OVAL HANDLE | 69.48 | 0.45 | 1 | 697988120372 | 69798812037
BFV722 | 20 | BB2-350R- 12 | BB2350R | 1/2 | BUTTERBALL BUTTERFLY VALVE,175 WOG,FULL PORT,SS STEM & DISC,VITON SEAL,SOLDER,OVAL HANDLE | 71.8 | 0.45 | 1 | 697988120341 | 69798812034
BFV722 | 20 | BB2-350R- 34 | BB2350R | 3/4 | BUTTERBALL BUTTERFLY VALVE,175 WOG,FULL PORT,SS STEM & DISC,VITON SEAL,SOLDER,OVAL HANDLE | 100.56 | 0.65 | 1 | 697988120365 | 69798812036
BFV722 | 20 | BB2-350R- 100 | BB2350R | 1 | BUTTERBALL BUTTERFLY VALVE,175 WOG,FULL PORT,SS STEM & DISC,VITON SEAL,SOLDER,OVAL HANDLE | 117.17 | 1 | 1 | 697988120389 | 69798812038
BFV722 | 20 | BB2-350R- 114 | BB2350R | 1 1/4 | BUTTERBALL BUTTERFLY VALVE,175 WOG,FULL PORT,SS STEM & DISC,VITON SEAL,SOLDER,OVAL HANDLE | 186.74 | 1.55 | 1 | 697988120402 | 69798812040
BFV722 | 20 | BB2-350R- 112 | BB2350R | 1 1/2 | BUTTERBALL BUTTERFLY VALVE,175 WOG,FULL PORT,SS STEM & DISC,VITON SEAL,SOLDER,OVAL HANDLE | 229.87 | 1.9 | 1 | 697988120396 | 69798812039
BFV722 | 20 | BB2-350R- 200 | BB2350R | 2 | BUTTERBALL BUTTERFLY VALVE,175 WOG,FULL PORT,SS STEM & DISC,VITON SEAL,SOLDER,OVAL HANDLE | 277.88 | 3.455 | 1 | 697988120419 | 69798812041
BFV722 | 20 | BB2-352 - 38 | BB2352 | 3/8 | BUTTERBALL BUTTERFLY VALVE,175 WOG,FULL PORT,SS STEM & DISC,VITON SEAL,SOLDER,MEMORY STOP | 51.55 | 0.48 | 36 | 697988120518 | 69798812051
BFV722 | 20 | BB2-352 - 12 | BB2352 | 1/2 | BUTTERBALL BUTTERFLY VALVE,175 WOG,FULL PORT,SS STEM & DISC,VITON SEAL,SOLDER,MEMORY STOP | 53.87 | 0.48 | 36 | 697988120488 | 69798812048
BFV722 | 20 | BB2-352 - 34 | BB2352 | 3/4 | BUTTERBALL BUTTERFLY VALVE,175 WOG,FULL PORT,SS STEM & DISC,VITON SEAL,SOLDER,MEMORY STOP | 82.65 | 0.62 | 36 | 697988120501 | 69798812050
BFV722 | 20 | BB2-352 - 100 | BB2352 | 1 | BUTTERBALL BUTTERFLY VALVE,175 WOG,FULL PORT,SS STEM & DISC,VITON SEAL,SOLDER,MEMORY STOP | 99.27 | 0.91 | 24 | 697988120525 | 69798812052
BFV722 | 20 | BB2-352 - 114 | BB2352 | 1 1/4 | BUTTERBALL BUTTERFLY VALVE,175 WOG,FULL PORT,SS STEM & DISC,VITON SEAL,SOLDER,MEMORY STOP | 156.78 | 1.58 | 12 | 697988120549 | 69798812054
BFV722 | 20 | BB2-352 - 112 | BB2352 | 1 1/2 | BUTTERBALL BUTTERFLY VALVE,175 WOG,FULL PORT,SS STEM & DISC,VITON SEAL,SOLDER,MEMORY STOP | 199.9 | 1.94 | 12 | 697988120532 | 69798812053
BFV722 | 20 | BB2-352 - 200 | BB2352 | 2 | BUTTERBALL BUTTERFLY VALVE,175 WOG,FULL PORT,SS STEM & DISC,VITON SEAL,SOLDER,MEMORY STOP | 247.86 | 3.405 | 6 | 697988120556 | 69798812055
BFV722 | 20 | BB2-353 - 38 | BB2353 | 3/8 | BUTTERBALL BUTTERFLY VALVE,175 WOG,FULL PORT,SS STEM & DISC,VITON SEAL,SOLDER,1 1/4" EXT STEM | 66.34 | 0.46 | 1 | 697988120686 | 69798812068
BFV722 | 20 | BB2-353 - 12 | BB2353 | 1/2 | BUTTERBALL BUTTERFLY VALVE,175 WOG,FULL PORT,SS STEM & DISC,VITON SEAL,SOLDER,1 1/4" EXT STEM | 68.66 | 0.46 | 1 | 697988120655 | 69798812065
BFV722 | 20 | BB2-353 - 34 | BB2353 | 3/4 | BUTTERBALL BUTTERFLY VALVE,175 WOG,FULL PORT,SS STEM & DISC,VITON SEAL,SOLDER,1 1/4" EXT STEM | 97.4 | 0.73 | 1 | 697988120679 | 69798812067
BFV722 | 20 | BB2-353 - 100 | BB2353 | 1 | BUTTERBALL BUTTERFLY VALVE,175 WOG,FULL PORT,SS STEM & DISC,VITON SEAL,SOLDER,1 1/4" EXT STEM | 114.02 | 0.9 | 1 | 697988120693 | 69798812069
BFV722 | 20 | BB2-353 - 114 | BB2353 | 1 1/4 | BUTTERBALL BUTTERFLY VALVE,175 WOG,FULL PORT,SS STEM & DISC,VITON SEAL,SOLDER,1 1/4" EXT STEM | 173.53 | 1.65 | 1 | 697988120716 | 69798812071
BFV722 | 20 | BB2-353 - 112 | BB2353 | 1 1/2 | BUTTERBALL BUTTERFLY VALVE,175 WOG,FULL PORT,SS STEM & DISC,VITON SEAL,SOLDER,1 1/4" EXT STEM | 216.66 | 2 | 1 | 697988120709 | 69798812070
BFV722 | 20 | BB2-353 - 200 | BB2353 | 2 | BUTTERBALL BUTTERFLY VALVE,175 WOG,FULL PORT,SS STEM & DISC,VITON SEAL,SOLDER,1 1/4" EXT STEM | 264.66 | 3.55 | 1 | 697988120723 | 69798812072
BFV722 | 20 | BB2-354 - 38 | BB2354 | 3/8 | BUTTERBALL BUTTERFLY VALVE,175 WOG,FULL PORT,SS STEM & DISC,VITON SEAL,SOLDER,2 1/4" EXT STEM | 71.78 | 0.55 | 1 | 697988120846 | 69798812084
BFV722 | 20 | BB2-354 - 12 | BB2354 | 1/2 | BUTTERBALL BUTTERFLY VALVE,175 WOG,FULL PORT,SS STEM & DISC,VITON SEAL,SOLDER,2 1/4" EXT STEM | 74.11 | 0.56 | 1 | 697988120815 | 69798812081
BFV722 | 20 | BB2-354 - 34 | BB2354 | 3/4 | BUTTERBALL BUTTERFLY VALVE,175 WOG,FULL PORT,SS STEM & DISC,VITON SEAL,SOLDER,2 1/4" EXT STEM | 102.86 | 0.66 | 1 | 697988120839 | 69798812083
BFV722 | 20 | BB2-354 - 100 | BB2354 | 1 | BUTTERBALL BUTTERFLY VALVE,175 WOG,FULL PORT,SS STEM & DISC,VITON SEAL,SOLDER,2 1/4" EXT STEM | 119.47 | 1 | 1 | 697988120853 | 69798812085
BFV722 | 20 | BB2-354 - 114 | BB2354 | 1 1/4 | BUTTERBALL BUTTERFLY VALVE,175 WOG,FULL PORT,SS STEM & DISC,VITON SEAL,SOLDER,2 1/4" EXT STEM | 185.38 | 1.65 | 1 | 697988120877 | 69798812087
BFV722 | 20 | BB2-354 - 112 | BB2354 | 1 1/2 | BUTTERBALL BUTTERFLY VALVE,175 WOG,FULL PORT,SS STEM & DISC,VITON SEAL,SOLDER,2 1/4" EXT STEM | 228.52 | 2 | 1 | 697988120860 | 69798812086
BFV722 | 20 | BB2-354 - 200 | BB2354 | 2 | BUTTERBALL BUTTERFLY VALVE,175 WOG,FULL PORT,SS STEM & DISC,VITON SEAL,SOLDER,2 1/4" EXT STEM | 276.49 | 3.56 | 1 | 697988120884 | 69798812088
BFV722 | 21 | BB2FSULKF-940 | BB2FSULKF |  | KIT,FLO-SET,UL | 28.87 | 0.15 | 1 | 697988552326 | 69798855232
BFV722 | 21 | BB2FSULKJ-940 | BB2FSULKJ |  | KIT,FLO-SET,UL | 35.9 | 0.2 | 1 | 697988552333 | 69798855233
BFV722 | 20 | BB2FS100- 14 | BB2FS100 | 1/4 | BUTTERBALL BUTTERFLY VALVE,175 WOG,FULL PORT,SS STEM & DISC,VITON SEAL,THREADED,CALIBRATED MEM STOP | 73.17 | 0.535 | 36 | 697988121423 | 69798812142
BFV722 | 20 | BB2FS100- 38 | BB2FS100 | 3/8 | BUTTERBALL BUTTERFLY VALVE,175 WOG,FULL PORT,SS STEM & DISC,VITON SEAL,THREADED,CALIBRATED MEM STOP | 73.17 | 0.54 | 36 | 697988121447 | 69798812144
BFV722 | 20 | BB2FS100- 12 | BB2FS100 | 1/2 | BUTTERBALL BUTTERFLY VALVE,175 WOG,FULL PORT,SS STEM & DISC,VITON SEAL,THREADED,CALIBRATED MEM STOP | 73.17 | 0.56 | 36 | 697988121416 | 69798812141
BFV722 | 20 | BB2FS100- 34 | BB2FS100 | 3/4 | BUTTERBALL BUTTERFLY VALVE,175 WOG,FULL PORT,SS STEM & DISC,VITON SEAL,THREADED,CALIBRATED MEM STOP | 95.9 | 0.665 | 36 | 697988121430 | 69798812143
BFV722 | 20 | BB2FS100- 100 | BB2FS100 | 1 | BUTTERBALL BUTTERFLY VALVE,175 WOG,FULL PORT,SS STEM & DISC,VITON SEAL,THREADED,CALIBRATED MEM STOP | 114.03 | 0.82 | 24 | 697988121454 | 69798812145
BFV722 | 20 | BB2FS100- 114 | BB2FS100 | 1 1/4 | BUTTERBALL BUTTERFLY VALVE,175 WOG,FULL PORT,SS STEM & DISC,VITON SEAL,THREADED,CALIBRATED MEM STOP | 172.18 | 1.295 | 12 | 697988121478 | 69798812147
BFV722 | 20 | BB2FS100- 112 | BB2FS100 | 1 1/2 | BUTTERBALL BUTTERFLY VALVE,175 WOG,FULL PORT,SS STEM & DISC,VITON SEAL,THREADED,CALIBRATED MEM STOP | 206.29 | 1.555 | 12 | 697988121461 | 69798812146
BFV722 | 20 | BB2FS100- 200 | BB2FS100 | 2 | BUTTERBALL BUTTERFLY VALVE,175 WOG,FULL PORT,SS STEM & DISC,VITON SEAL,THREADED,CALIBRATED MEM STOP | 241.51 | 2.73 | 6 | 697988121485 | 69798812148
BFV722 | 20 | BB2FS350- 38 | BB2FS350 | 3/8 | BUTTERBALL BUTTERFLY VALVE,175 WOG,FULL PORT,SS STEM & DISC,VITON SEAL,SOLDER,CALIBRATED MEM STOP | 73.17 | 0.48 | 1 | 697988121690 | 69798812169
BFV722 | 20 | BB2FS350- 12 | BB2FS350 | 1/2 | BUTTERBALL BUTTERFLY VALVE,175 WOG,FULL PORT,SS STEM & DISC,VITON SEAL,SOLDER,CALIBRATED MEM STOP | 75.48 | 0.5 | 36 | 697988121669 | 69798812166
BFV722 | 20 | BB2FS350- 34 | BB2FS350 | 3/4 | BUTTERBALL BUTTERFLY VALVE,175 WOG,FULL PORT,SS STEM & DISC,VITON SEAL,SOLDER,CALIBRATED MEM STOP | 104.26 | 0.66 | 36 | 697988121683 | 69798812168
BFV722 | 20 | BB2FS350- 100 | BB2FS350 | 1 | BUTTERBALL BUTTERFLY VALVE,175 WOG,FULL PORT,SS STEM & DISC,VITON SEAL,SOLDER,CALIBRATED MEM STOP | 120.87 | 0.925 | 12 | 697988121706 | 69798812170
BFV722 | 20 | BB2FS350- 114 | BB2FS350 | 1 1/4 | BUTTERBALL BUTTERFLY VALVE,175 WOG,FULL PORT,SS STEM & DISC,VITON SEAL,SOLDER,CALIBRATED MEM STOP | 184.26 | 1.56 | 1 | 697988121720 | 69798812172
BFV722 | 20 | BB2FS350- 112 | BB2FS350 | 1 1/2 | BUTTERBALL BUTTERFLY VALVE,175 WOG,FULL PORT,SS STEM & DISC,VITON SEAL,SOLDER,CALIBRATED MEM STOP | 227.4 | 1.88 | 12 | 697988121713 | 69798812171
BFV722 | 20 | BB2FS350- 200 | BB2FS350 | 2 | BUTTERBALL BUTTERFLY VALVE,175 WOG,FULL PORT,SS STEM & DISC,VITON SEAL,SOLDER,CALIBRATED MEM STOP | 275.38 | 3.4 | 1 | 697988121737 | 69798812173
BFV722 | 73 | CL223E D 2 | CL223E | 2 | LOW-LEAD CERTIFIED BUTTERFLY VALVE,LUG,LEVER,CI BODY,ALMN/BRNZ DISC,200 WOG,EPDM LINER,DDE,NSF-61 | 512.73 | 9.56 | 1 | 697988603479 | 69798860347
BFV722 | 73 | CL223E D 3 | CL223E | 3 | LOW-LEAD CERTIFIED BUTTERFLY VALVE,LUG,LEVER,CI BODY,ALMN/BRNZ DISC,200 WOG,EPDM LINER,DDE,NSF-61 | 549.38 | 11.48 | 1 | 697988603486 | 69798860348
BFV722 | 73 | CL223E D 4 | CL223E | 4 | LOW-LEAD CERTIFIED BUTTERFLY VALVE,LUG,LEVER,CI BODY,ALMN/BRNZ DISC,200 WOG,EPDM LINER,DDE,NSF-61 | 727.98 | 17.7 | 1 | 697988603493 | 69798860349
BFV722 | 73 | CL223E D 5 | CL223E | 5 | LOW-LEAD CERTIFIED BUTTERFLY VALVE,LUG,LEVER,CI BODY,ALMN/BRNZ DISC,200 WOG,EPDM LINER,DDE,NSF-61 | 1085.14 | 21.8 | 1 | 697988603509 | 69798860350
BFV722 | 73 | CL223E D 6 | CL223E | 6 | LOW-LEAD CERTIFIED BUTTERFLY VALVE,LUG,LEVER,CI BODY,ALMN/BRNZ DISC,200 WOG,EPDM LINER,DDE,NSF-61 | 1176.68 | 26.12 | 1 | 697988603516 | 69798860351
BFV722 | 73 | CL223E D 8 | CL223E | 8 | LOW-LEAD CERTIFIED BUTTERFLY VALVE,LUG,LEVER,CI BODY,ALMN/BRNZ DISC,200 WOG,EPDM LINER,DDE,NSF-61 | 1767.28 | 43.42 | 1 | 697988603530 | 69798860353
BFV722 | 73 | CL223E D10 | CL223E | 10 | LOW-LEAD CERTIFIED BUTTERFLY VALVE,LUG,LEVER,CI BODY,ALMN/BRNZ DISC,200 WOG,EPDM LINER,DDE,NSF-61 | 2380.71 | 67.92 | 1 | 697988603547 | 69798860354
BFV722 | 73 | CL223E D12 | CL223E | 12 | LOW-LEAD CERTIFIED BUTTERFLY VALVE,LUG,LEVER,CI BODY,ALMN/BRNZ DISC,200 WOG,EPDM LINER,DDE,NSF-61 | 3497.9 | 97.22 | 1 | 697988603554 | 69798860355
BFV722 | 73 | CL223E D212 | CL223E | 2 1/2 | LOW-LEAD CERTIFIED BUTTERFLY VALVE,LUG,LEVER,CI BODY,ALMN/BRNZ DISC,200 WOG,EPDM LINER,DDE,NSF-61 | 512.73 | 10.96 | 1 | 697988603578 | 69798860357
BFV722 | 73 | CL323E D 2 | CL323E | 2 | LOW-LEAD CERTIFIED BUTTERFLY VALVE,LUG,GEAR,CI BODY,ALMN/BRNZ DISC,200 WOG,EPDM LINER,DDE,NSF-61 | 1034.76 | 17.46 | 1 | 697988603608 | 69798860360
BFV722 | 73 | CL323E D 3 | CL323E | 3 | LOW-LEAD CERTIFIED BUTTERFLY VALVE,LUG,GEAR,CI BODY,ALMN/BRNZ DISC,200 WOG,EPDM LINER,DDE,NSF-61 | 1071.01 | 16.7 | 1 | 697988603615 | 69798860361
BFV722 | 73 | CL323E D 4 | CL323E | 4 | LOW-LEAD CERTIFIED BUTTERFLY VALVE,LUG,GEAR,CI BODY,ALMN/BRNZ DISC,200 WOG,EPDM LINER,DDE,NSF-61 | 1263.43 | 25.64 | 1 | 697988603639 | 69798860363
BFV722 | 73 | CL323E D 5 | CL323E | 5 | LOW-LEAD CERTIFIED BUTTERFLY VALVE,LUG,GEAR,CI BODY,ALMN/BRNZ DISC,200 WOG,EPDM LINER,DDE,NSF-61 | 1604.69 | 29.04 | 1 | 697988603646 | 69798860364
BFV722 | 73 | CL323E D 6 | CL323E | 6 | LOW-LEAD CERTIFIED BUTTERFLY VALVE,LUG,GEAR,CI BODY,ALMN/BRNZ DISC,200 WOG,EPDM LINER,DDE,NSF-61 | 1707.8 | 33.16 | 1 | 697988603660 | 69798860366
BFV722 | 73 | CL323E D 8 | CL323E | 8 | LOW-LEAD CERTIFIED BUTTERFLY VALVE,LUG,GEAR,CI BODY,ALMN/BRNZ DISC,200 WOG,EPDM LINER,DDE,NSF-61 | 2399.1 | 60.1 | 1 | 697988603677 | 69798860367
BFV722 | 73 | CL323E D10 | CL323E | 10 | LOW-LEAD CERTIFIED BUTTERFLY VALVE,LUG,GEAR,CI BODY,ALMN/BRNZ DISC,200 WOG,EPDM LINER,DDE,NSF-61 | 3003.4 | 82.22 | 1 | 697988603691 | 69798860369
BFV722 | 73 | CL323E D12 | CL323E | 12 | LOW-LEAD CERTIFIED BUTTERFLY VALVE,LUG,GEAR,CI BODY,ALMN/BRNZ DISC,200 WOG,EPDM LINER,DDE,NSF-61 | 4115.95 | 109.68 | 1 | 697988603714 | 69798860371
BFV722 | 73 | CL323E C14 | CL323E | 14 | LOW-LEAD CERTIFIED BUTTERFLY VALVE,LUG,GEAR,CI BODY,ALMN/BRNZ DISC,200 WOG,EPDM LINER,NSF-61 | 6002.24 | 181 | 1 | 697988511880 | 69798851188
BFV722 | 73 | CL323E C16 | CL323E | 16 | LOW-LEAD CERTIFIED BUTTERFLY VALVE,LUG,GEAR,CI BODY,ALMN/BRNZ DISC,200 WOG,EPDM LINER,NSF-61 | 8785.86 | 247 | 1 | 697988511897 | 69798851189
BFV722 | 73 | CL323E C18 | CL323E | 18 | LOW-LEAD CERTIFIED BUTTERFLY VALVE,LUG,GEAR,CI BODY,ALMN/BRNZ DISC,200 WOG,EPDM LINER,NSF-61 | 10873.62 | 334 | 1 | 697988511903 | 69798851190
BFV722 | 73 | CL323E C20 | CL323E | 20 | LOW-LEAD CERTIFIED BUTTERFLY VALVE,LUG,GEAR,CI BODY,ALMN/BRNZ DISC,200 WOG,EPDM LINER,NSF-61 | 13831.24 | 420 | 1 | 697988511910 | 69798851191
BFV722 | 73 | CL323E C24 | CL323E | 24 | LOW-LEAD CERTIFIED BUTTERFLY VALVE,LUG,GEAR,CI BODY,ALMN/BRNZ DISC,200 WOG,EPDM LINER,NSF-61 | 24791.85 | 700 | 1 | 697988511927 | 69798851192
BFV722 | 73 | CL323E D212 | CL323E | 2 1/2 | LOW-LEAD CERTIFIED BUTTERFLY VALVE,LUG,GEAR,CI BODY,ALMN/BRNZ DISC,200 WOG,EPDM LINER,DDE,NSF-61 | 1034.76 | 18.88 | 1 | 697988603738 | 69798860373
BFV722 | 73 | CW223E C 2 | CW223E | 2 | BUTTERFLY VALVE,WAFER,LEVER HANDLE,CI BODY,ALMN/BRNZ DISC,200 WOG,EPDM LINER | 489.87 | 8.56 | 1 | 697988397934 | 69798839793
BFV722 | 73 | CW223E C 3 | CW223E | 3 | BUTTERFLY VALVE,WAFER,LEVER HANDLE,CI BODY,ALMN/BRNZ DISC,200 WOG,EPDM LINER | 508.21 | 10.18 | 1 | 697988397958 | 69798839795
BFV722 | 73 | CW223E C 4 | CW223E | 4 | BUTTERFLY VALVE,WAFER,LEVER HANDLE,CI BODY,ALMN/BRNZ DISC,200 WOG,EPDM LINER | 636.43 | 13.3 | 1 | 697988397965 | 69798839796
BFV722 | 73 | CW223E C 5 | CW223E | 5 | BUTTERFLY VALVE,WAFER,LEVER HANDLE,CI BODY,ALMN/BRNZ DISC,200 WOG,EPDM LINER | 924.84 | 16.42 | 1 | 697988397972 | 69798839797
BFV722 | 73 | CW223E C 6 | CW223E | 6 | BUTTERFLY VALVE,WAFER,LEVER HANDLE,CI BODY,ALMN/BRNZ DISC,200 WOG,EPDM LINER | 1094.19 | 19.94 | 1 | 697988397989 | 69798839798
BFV722 | 73 | CW223E C 8 | CW223E | 8 | BUTTERFLY VALVE,WAFER,LEVER HANDLE,CI BODY,ALMN/BRNZ DISC,200 WOG,EPDM LINER | 1648.22 | 35.44 | 1 | 697988397996 | 69798839799
BFV722 | 73 | CW223E C10 | CW223E | 10 | BUTTERFLY VALVE,WAFER,LEVER HANDLE,CI BODY,ALMN/BRNZ DISC,200 WOG,EPDM LINER | 2197.68 | 52.42 | 1 | 697988398009 | 69798839800
BFV722 | 73 | CW223E C12 | CW223E | 12 | BUTTERFLY VALVE,WAFER,LEVER HANDLE,CI BODY,ALMN/BRNZ DISC,200 WOG,EPDM LINER | 3314.73 | 75.36 | 1 | 697988398016 | 69798839801
BFV722 | 73 | CW223E C212 | CW223E | 2 1/2 | BUTTERFLY VALVE,WAFER,LEVER HANDLE,CI BODY,ALMN/BRNZ DISC,200 WOG,EPDM LINER | 489.87 | 9.58 | 1 | 697988397941 | 69798839794
BFV722 | 73 | CW323E C 2 | CW323E | 2 | BUTTERFLY VALVE,WAFER,GEAR OPERATOR,CI BODY,ALMN/BRNZ DISC,200 WOG,EPDM LINER | 1020.17 | 8.6 | 1 | 697988398115 | 69798839811
BFV722 | 73 | CW323E C 3 | CW323E | 3 | BUTTERFLY VALVE,WAFER,GEAR OPERATOR,CI BODY,ALMN/BRNZ DISC,200 WOG,EPDM LINER | 1034.76 | 18.3 | 1 | 697988398139 | 69798839813
BFV722 | 73 | CW323E C 4 | CW323E | 4 | BUTTERFLY VALVE,WAFER,GEAR OPERATOR,CI BODY,ALMN/BRNZ DISC,200 WOG,EPDM LINER | 1201.72 | 20.9 | 1 | 697988398146 | 69798839814
BFV722 | 73 | CW323E C 5 | CW323E | 5 | BUTTERFLY VALVE,WAFER,GEAR OPERATOR,CI BODY,ALMN/BRNZ DISC,200 WOG,EPDM LINER | 1452.24 | 24.18 | 1 | 697988398153 | 69798839815
BFV722 | 73 | CW323E C 6 | CW323E | 6 | BUTTERFLY VALVE,WAFER,GEAR OPERATOR,CI BODY,ALMN/BRNZ DISC,200 WOG,EPDM LINER | 1625.31 | 27.28 | 1 | 697988398160 | 69798839816
BFV722 | 73 | CW323E C 8 | CW323E | 8 | BUTTERFLY VALVE,WAFER,GEAR OPERATOR,CI BODY,ALMN/BRNZ DISC,200 WOG,EPDM LINER | 2284.57 | 51.88 | 1 | 697988398177 | 69798839817
BFV722 | 73 | CW323E C10 | CW323E | 10 | BUTTERFLY VALVE,WAFER,GEAR OPERATOR,CI BODY,ALMN/BRNZ DISC,200 WOG,EPDM LINER | 2820.26 | 67 | 1 | 697988398184 | 69798839818
BFV722 | 73 | CW323E C12 | CW323E | 12 | BUTTERFLY VALVE,WAFER,GEAR OPERATOR,CI BODY,ALMN/BRNZ DISC,200 WOG,EPDM LINER | 3932.8 | 90.48 | 1 | 697988398191 | 69798839819
BFV722 | 73 | CW323E C14 | CW323E | 14 | BUTTERFLY VALVE,WAFER,GEAR OPERATOR,CI BODY,ALMN/BRNZ DISC,150 WOG,EPDM LINER | 5958.71 | 157.18 | 1 | 697988549630 | 69798854963
BFV722 | 73 | CW323E C16 | CW323E | 16 | BUTTERFLY VALVE,WAFER,GEAR OPERATOR,CI BODY,ALMN/BRNZ DISC,150 WOG,EPDM LINER | 8742.35 | 230 | 1 | 697988549661 | 69798854966
BFV722 | 73 | CW323E C18 | CW323E | 18 | BUTTERFLY VALVE,WAFER,GEAR OPERATOR,CI BODY,ALMN/BRNZ DISC,150 WOG,EPDM LINER | 10830.12 | 300 | 1 | 697988549692 | 69798854969
BFV722 | 73 | CW323E C20 | CW323E | 20 | BUTTERFLY VALVE,WAFER,GEAR OPERATOR,CI BODY,ALMN/BRNZ DISC,150 WOG,EPDM LINER | 13700.73 | 350 | 1 | 697988549722 | 69798854972
BFV722 | 73 | CW323E C24 | CW323E | 24 | BUTTERFLY VALVE,WAFER,GEAR OPERATOR,CI BODY,ALMN/BRNZ DISC,150 WOG,EPDM LINER | 21268.81 | 640 | 1 | 697988549753 | 69798854975
BFV722 | 73 | CW323E C212 | CW323E | 2 1/2 | BUTTERFLY VALVE,WAFER,GEAR OPERATOR,CI BODY,ALMN/BRNZ DISC,200 WOG,EPDM LINER | 1020.17 | 17.48 | 1 | 697988398122 | 69798839812
BFV722 | 76 | HL132VS A16 | HL132VS | 16 | BUTTERFLY VALVE,LUG,BARE STEM,DI BODY,NICKEL PLTD DI DISC,200 WOG,VITON LINER,316 SS STEM | 12801.65 | 237 | 1 | 697988544086 | 69798854408
BFV722 | 76 | HL133V A16 | HL133V | 16 | BUTTERFLY VALVE,LUG,BARE STEM,DI BODY,ALMN/BRNZ DISC,200 WOG,VITON LINER | 12655.19 | 237 | 1 | 697988670402 | 69798867040
BFV722 | 76 | HL134B AWJ | HL134B | 12 | BUTTERFLY VALVE,LUG,BARE STEM,DI BODY,SS DISC,250 WOG,BUNA LINER | 5992.14 | 105 | 1 | 697988607385 | 69798860738
BFV722 | 76 | HL134B A16 | HL134B | 16 | BUTTERFLY VALVE,LUG,BARE STEM,DI BODY,SS DISC,200 WOG,BUNA LINER | 8644.57 | 237 | 1 | 697988526112 | 69798852611
BFV722 | 76 | HL134B A20 | HL134B | 20 | BUTTERFLY VALVE,LUG,BARE STEM,DI BODY,SS DISC,200 WOG,BUNA LINER | 15560.56 | 376 | 1 | 697988524408 | 69798852440
BFV722 | 76 | HL134E-A A N | HL134EA | 4 | BUTTERFLY VALVE,LUG,BARE STEM,DI BODY,SS DISC,250 WOG,EPDM LINER,EPOXY COATED BODY | 1473.2 | 15.9 | 1 | 697988651890 | 69798865189
BFV722 | 76 | HL134E-A A U | HL134EA | 8 | BUTTERFLY VALVE,LUG,BARE STEM,DI BODY,SS DISC,250 WOG,EPDM LINER,EPOXY COATED BODY | 3230.78 | 39.1 | 1 | 697988651906 | 69798865190
BFV722 | 76 | HL134E-A A W | HL134EA | 10 | BUTTERFLY VALVE,LUG,BARE STEM,DI BODY,SS DISC,250 WOG,EPDM LINER,EPOXY COATED BODY | 5009.93 | 63.99 | 1 | 697988651913 | 69798865191
BFV722 | 76 | HL134E-A AWJ | HL134EA | 12 | BUTTERFLY VALVE,LUG,BARE STEM,DI BODY,SS DISC,250 WOG,EPDM LINER,EPOXY COATED BODY | 6797.64 | 90 | 1 | 697988651920 | 69798865192
BFV722 | 76 | HL134V-A A14 | HL134VA | 14 | BUTTERFLY VALVE,LUG,BARE STEM,DI BODY,SS DISC,200 WOG,VITON LINER,EPOXY COATED BODY | 11092.77 | 175 | 1 | 697988669147 | 69798866914
BFV722 | 76 | HL232B A J | HL232B | 2 | BUTTERFLY VALVE,LUG,LEVER HANDLE,DI BODY,NICKEL PLTD DI DISC,250 WOG,BUNA LINER | 624.57 | 8.852 | 1 | 697988626973 | 69798862697
BFV722 | 76 | HL232B A K | HL232B | 2 1/2 | BUTTERFLY VALVE,LUG,LEVER HANDLE,DI BODY,NICKEL PLTD DI DISC,250 WOG,BUNA LINER | 624.57 | 10.478 | 1 | 697988128897 | 69798812889
BFV722 | 76 | HL232B A L | HL232B | 3 | BUTTERFLY VALVE,LUG,LEVER HANDLE,DI BODY,NICKEL PLTD DI DISC,250 WOG,BUNA LINER | 702.17 | 11.18 | 1 | 697988128903 | 69798812890
BFV722 | 76 | HL232B A N | HL232B | 4 | BUTTERFLY VALVE,LUG,LEVER HANDLE,DI BODY,NICKEL PLTD DI DISC,250 WOG,BUNA LINER | 874.49 | 17.866 | 1 | 697988128910 | 69798812891
BFV722 | 76 | HL232B A R | HL232B | 5 | BUTTERFLY VALVE,LUG,LEVER HANDLE,DI BODY,NICKEL PLTD DI DISC,250 WOG,BUNA LINER | 1176.03 | 21.174 | 1 | 697988128927 | 69798812892
BFV722 | 76 | HL232B A S | HL232B | 6 | BUTTERFLY VALVE,LUG,LEVER HANDLE,DI BODY,NICKEL PLTD DI DISC,250 WOG,BUNA LINER | 1413.01 | 25.894 | 1 | 697988128934 | 69798812893
BFV722 | 76 | HL232B A U | HL232B | 8 | BUTTERFLY VALVE,LUG,LEVER HANDLE,DI BODY,NICKEL PLTD DI DISC,250 WOG,BUNA LINER | 1873.95 | 41.198 | 1 | 697988128941 | 69798812894
BFV722 | 76 | HL232B A W | HL232B | 10 | BUTTERFLY VALVE,LUG,LEVER HANDLE,DI BODY,NICKEL PLTD DI DISC,250 WOG,BUNA LINER | 2580.37 | 76 | 1 | 697988128958 | 69798812895
BFV722 | 76 | HL232BS A L | HL232BS | 3 | BUTTERFLY VALVE,LUG,LEVER HANDLE,DI BODY,NICKEL PLTD DI DISC,250 WOG,BUNA LINER,316 SS STEM | 792.65 | 13 | 1 | 697988348547 | 69798834854
BFV722 | 76 | HL232BS A N | HL232BS | 4 | BUTTERFLY VALVE,LUG,LEVER HANDLE,DI BODY,NICKEL PLTD DI DISC,250 WOG,BUNA LINER,316 SS STEM | 982.17 | 20 | 1 | 697988348554 | 69798834855
BFV722 | 76 | HL232BS A S | HL232BS | 6 | BUTTERFLY VALVE,LUG,LEVER HANDLE,DI BODY,NICKEL PLTD DI DISC,250 WOG,BUNA LINER,316 SS STEM | 1559.49 | 28 | 1 | 697988348561 | 69798834856
BFV722 | 76 | HL232E A J | HL232E | 2 | BUTTERFLY VALVE,LUG,LEVER HANDLE,DI BODY,NICKEL PLTD DI DISC,250 WOG,EPDM LINER | 624.57 | 11 | 1 | 697988128965 | 69798812896
BFV722 | 76 | HL232E A K | HL232E | 2 1/2 | BUTTERFLY VALVE,LUG,LEVER HANDLE,DI BODY,NICKEL PLTD DI DISC,250 WOG,EPDM LINER | 624.57 | 11.55 | 1 | 697988128972 | 69798812897
BFV722 | 76 | HL232E A L | HL232E | 3 | BUTTERFLY VALVE,LUG,LEVER HANDLE,DI BODY,NICKEL PLTD DI DISC,250 WOG,EPDM LINER | 702.17 | 12.3 | 1 | 697988128989 | 69798812898
BFV722 | 76 | HL232E A N | HL232E | 4 | BUTTERFLY VALVE,LUG,LEVER HANDLE,DI BODY,NICKEL PLTD DI DISC,250 WOG,EPDM LINER | 874.49 | 17.84 | 1 | 697988128996 | 69798812899
BFV722 | 76 | HL232E A R | HL232E | 5 | BUTTERFLY VALVE,LUG,LEVER HANDLE,DI BODY,NICKEL PLTD DI DISC,250 WOG,EPDM LINER | 1176.03 | 20.97 | 1 | 697988129009 | 69798812900
BFV722 | 76 | HL232E A S | HL232E | 6 | BUTTERFLY VALVE,LUG,LEVER HANDLE,DI BODY,NICKEL PLTD DI DISC,250 WOG,EPDM LINER | 1413.01 | 26.3 | 1 | 697988129016 | 69798812901
BFV722 | 76 | HL232E A U | HL232E | 8 | BUTTERFLY VALVE,LUG,LEVER HANDLE,DI BODY,NICKEL PLTD DI DISC,250 WOG,EPDM LINER | 1873.95 | 43.54 | 1 | 697988607996 | 69798860799
BFV722 | 76 | HL232E-A A N | HL232EA | 4 | BUTTERFLY VALVE,LUG,LEVER HANDLE,DI BODY,NICKEL PLTD DI DISC,250 WOG,EPDM LINER,EPOXY COATED BODY | 1201.85 | 20 | 1 | 697988703803 | 69798870380
BFV722 | 76 | HL232E-A A R | HL232EA | 5 | BUTTERFLY VALVE,LUG,LEVER HANDLE,DI BODY,NICKEL PLTD DI DISC,250 WOG,EPDM LINER,EPOXY COATED BODY | 1580.97 | 24 | 1 | 697988490260 | 69798849026
BFV722 | 76 | HL232NB A N | HL232NB | 4 | BUTTERFLY VALVE,LUG,LEVER HANDLE,DI BODY,NICKEL PLTD DI DISC,250 WOG,BLACK NEOPRENE LINER | 1068.38 | 20 | 1 | 697988129023 | 69798812902
BFV722 | 76 | HL232V A N | HL232V | 4 | BUTTERFLY VALVE,LUG,LEVER HANDLE,DI BODY,NICKEL PLTD DI DISC,250 WOG,VITON LINER | 1503.45 | 19.12 | 1 | 697988643895 | 69798864389
BFV722 | 76 | HL233B A J | HL233B | 2 | BUTTERFLY VALVE,LUG,LEVER HANDLE,DI BODY,ALMN/BRNZ DISC,250 WOG,BUNA LINER | 667.67 | 9.52 | 1 | 697988713598 | 69798871359
BFV722 | 76 | HL233B A K | HL233B | 2 1/2 | BUTTERFLY VALVE,LUG,LEVER HANDLE,DI BODY,ALMN/BRNZ DISC,250 WOG,BUNA LINER | 667.67 | 10.964 | 1 | 697988713581 | 69798871358
BFV722 | 76 | HL233B A L | HL233B | 3 | BUTTERFLY VALVE,LUG,LEVER HANDLE,DI BODY,ALMN/BRNZ DISC,250 WOG,BUNA LINER | 736.61 | 13 | 1 | 697988337213 | 69798833721
BFV722 | 76 | HL233B A N | HL233B | 4 | BUTTERFLY VALVE,LUG,LEVER HANDLE,DI BODY,ALMN/BRNZ DISC,250 WOG,BUNA LINER | 956.31 | 17.586 | 1 | 697988713604 | 69798871360
BFV722 | 76 | HL233B A R | HL233B | 5 | BUTTERFLY VALVE,LUG,LEVER HANDLE,DI BODY,ALMN/BRNZ DISC,250 WOG,BUNA LINER | 1352.68 | 28 | 1 | 697988712478 | 69798871247
BFV722 | 76 | HL233B A S | HL233B | 6 | BUTTERFLY VALVE,LUG,LEVER HANDLE,DI BODY,ALMN/BRNZ DISC,250 WOG,BUNA LINER | 1546.57 | 28 | 1 | 697988588868 | 69798858886
BFV722 | 76 | HL233B A U | HL233B | 8 | BUTTERFLY VALVE,LUG,LEVER HANDLE,DI BODY,ALMN/BRNZ DISC,250 WOG,BUNA LINER | 2179.77 | 43.56 | 1 | 697988713611 | 69798871361
BFV722 | 76 | HL233B A W | HL233B | 10 | BUTTERFLY VALVE,LUG,LEVER HANDLE,DI BODY,ALUMINUM/BRONZE DSC,250 WOG,BUNA LINER | 2860.38 | 76 | 1 | 697988713628 | 69798871362
BFV722 | 76 | HL233E A J | HL233E | 2 | BUTTERFLY VALVE,LUG,LEVER HANDLE,DI BODY,ALMN/BRNZ DISC,250 WOG,EPDM LINER | 667.67 | 9.92 | 1 | 697988638266 | 69798863826
BFV722 | 76 | HL233E A K | HL233E | 2 1/2 | BUTTERFLY VALVE,LUG,LEVER HANDLE,DI BODY,ALMN/BRNZ DISC,250 WOG,EPDM LINER | 667.67 | 11.36 | 1 | 697988586369 | 69798858636
BFV722 | 76 | HL233E A L | HL233E | 3 | BUTTERFLY VALVE,LUG,LEVER HANDLE,DI BODY,ALMN/BRNZ DISC,250 WOG,EPDM LINER | 736.61 | 11.412 | 1 | 697988129054 | 69798812905
BFV722 | 76 | HL233E A N | HL233E | 4 | BUTTERFLY VALVE,LUG,LEVER HANDLE,DI BODY,ALMN/BRNZ DISC,250 WOG,EPDM LINER | 956.31 | 17.182 | 1 | 697988129061 | 69798812906
BFV722 | 76 | HL233E A R | HL233E | 5 | BUTTERFLY VALVE,LUG,LEVER HANDLE,DI BODY,ALMN/BRNZ DISC,250 WOG,EPDM LINER | 1352.68 | 24 | 1 | 697988587120 | 69798858712
BFV722 | 76 | HL233E A S | HL233E | 6 | BUTTERFLY VALVE,LUG,LEVER HANDLE,DI BODY,ALMN/BRNZ DISC,250 WOG,EPDM LINER | 1546.57 | 25.78 | 1 | 697988129078 | 69798812907
BFV722 | 76 | HL233E A U | HL233E | 8 | BUTTERFLY VALVE,LUG,LEVER HANDLE,DI BODY,ALMN/BRNZ DISC,250 WOG,EPDM LINER | 2179.77 | 25.78 | 1 | 697988709065 | 69798870906
BFV722 | 76 | HL233E A W | HL233E | 10 | BUTTERFLY VALVE,LUG,LEVER HANDLE,DI BODY,ALUMINUM/BRONZE DSC,250 WOG,EPDM LINER | 2860.38 | 25.78 | 1 | 697988697270 | 69798869727
BFV722 | 76 | HL233E-A A K | HL233EA | 2 1/2 | BUTTERFLY VALVE,LUG,LEVER HANDLE,DI BODY,ALUMINUM/BRONZE DSC,250 WOG,EPDM LINER,EPOXY CTD BODY | 913.22 | 10.9 | 0 | 697988728806 | 69798872880
BFV722 | 76 | HL233ES A L | HL233ES | 3 | BUTTERFLY VALVE,LUG,LEVER HANDLE,DI BODY,ALMN/BRNZ DISC,250 WOG,EPDM LINER,316 SS STEM | 827.1 | 11.158 | 1 | 697988628366 | 69798862836
BFV722 | 76 | HL233NB A R | HL233NB | 5 | BUTTERFLY VALVE,LUG,LEVER HANDLE,DI BODY,ALMN/BRNZ DISC,250 WOG,BLACK NEOPRENE LINER | 1611.13 | 21.126 | 1 | 697988631779 | 69798863177
BFV722 | 76 | HL233V A K | HL233V | 2 1/2 | BUTTERFLY VALVE,LUG,LEVER HANDLE,DI BODY,ALMN/BRNZ DISC,250 WOG,VITON LINER | 1188.85 | 11.26 | 1 | 697988702998 | 69798870299
BFV722 | 76 | HL233V A L | HL233V | 3 | BUTTERFLY VALVE,LUG,LEVER HANDLE,DI BODY,ALMN/BRNZ DISC,250 WOG,VITON LINER | 1257.82 | 11.068 | 1 | 697988700925 | 69798870092
BFV722 | 76 | HL233V A N | HL233V | 4 | BUTTERFLY VALVE,LUG,LEVER HANDLE,DI BODY,ALMN/BRNZ DISC,250 WOG,VITON LINER | 1585.27 | 17.182 | 1 | 697988700932 | 69798870093
BFV722 | 76 | HL233V A S | HL233V | 6 | BUTTERFLY VALVE,LUG,LEVER HANDLE,DI BODY,ALMN/BRNZ DISC,250 WOG,VITON LINER | 2485.66 | 25.78 | 1 | 697988700949 | 69798870094
BFV722 | 76 | HL234B A K | HL234B | 2 1/2 | BUTTERFLY VALVE,LUG,LEVER HANDLE,DI BODY,SS DISC,250 WOG,BUNA LINER | 827.1 | 12.5 | 1 | 697988592698 | 69798859269
BFV722 | 76 | HL234B A L | HL234B | 3 | BUTTERFLY VALVE,LUG,LEVER HANDLE,DI BODY,SS DISC,250 WOG,BUNA LINER | 1003.73 | 11.68 | 1 | 697988129085 | 69798812908
BFV722 | 76 | HL234B A N | HL234B | 4 | BUTTERFLY VALVE,LUG,LEVER HANDLE,DI BODY,SS DISC,250 WOG,BUNA LINER | 1262.15 | 20 | 1 | 697988592704 | 69798859270
BFV722 | 76 | HL234B A S | HL234B | 6 | BUTTERFLY VALVE,LUG,LEVER HANDLE,DI BODY,SS DISC,250 WOG,BUNA LINER | 1916.99 | 28 | 1 | 697988592711 | 69798859271
BFV722 | 76 | HL234E A J | HL234E | 2 | BUTTERFLY VALVE,LUG,LEVER HANDLE,DI BODY,SS DISC,250 WOG,EPDM LINER | 827.1 | 11 | 1 | 697988129092 | 69798812909
BFV722 | 76 | HL234E A K | HL234E | 2 1/2 | BUTTERFLY VALVE,LUG,LEVER HANDLE,DI BODY,SS DISC,250 WOG,EPDM LINER | 827.1 | 11.5 | 1 | 697988129108 | 69798812910
BFV722 | 76 | HL234E A L | HL234E | 3 | BUTTERFLY VALVE,LUG,LEVER HANDLE,DI BODY,SS DISC,250 WOG,EPDM LINER | 1003.73 | 11.7 | 1 | 697988129115 | 69798812911
BFV722 | 76 | HL234E A N | HL234E | 4 | BUTTERFLY VALVE,LUG,LEVER HANDLE,DI BODY,SS DISC,250 WOG,EPDM LINER | 1262.15 | 18.46 | 1 | 697988129122 | 69798812912
BFV722 | 76 | HL234E A R | HL234E | 5 | BUTTERFLY VALVE,LUG,LEVER HANDLE,DI BODY,SS DISC,250 WOG,EPDM LINER | 1705.9 | 21.53 | 1 | 697988335219 | 69798833521
BFV722 | 76 | HL234E A S | HL234E | 6 | BUTTERFLY VALVE,LUG,LEVER HANDLE,DI BODY,SS DISC,250 WOG,EPDM LINER | 1916.99 | 28 | 1 | 697988129139 | 69798812913
BFV722 | 76 | HL234E A U | HL234E | 8 | BUTTERFLY VALVE,LUG,LEVER HANDLE,DI BODY,SS DISC,250 WOG,EPDM LINER | 2899.15 | 44 | 1 | 697988335226 | 69798833522
BFV722 | 76 | HL234E A W | HL234E | 10 | BUTTERFLY VALVE,LUG,LEVER HANDLE,DI BODY,SS DISC,250 WOG,EPDM LINER | 4583.5 | 76 | 1 | 697988335233 | 69798833523
BFV722 | 76 | HL234E AWJ | HL234E | 12 | BUTTERFLY VALVE,LUG,LEVER HANDLE,DI BODY,SS DISC,250 WOG,EPDM LINER | 6155.81 | 111 | 1 | 697988335240 | 69798833524
BFV722 | 76 | HL234NB A U | HL234NB | 8 | BUTTERFLY VALVE,LUG,LEVER HANDLE,DI BODY,SS DISC,250 WOG,BLACK NEOPRENE LINER | 3441.93 | 0 | 0 | 697988746596 | 69798874659
BFV722 | 76 | HL234T A K | HL234T | 2 1/2 | BUTTERFLY VALVE,LUG,LEVER HANDLE,DI BODY,SS DISC,250 WOG,TEFLON LINER | 2459.8 | 12.5 | 1 | 697988572447 | 69798857244
BFV722 | 76 | HL234T A L | HL234T | 3 | BUTTERFLY VALVE,LUG,LEVER HANDLE,DI BODY,SS DISC,250 WOG,TEFLON LINER | 2688.07 | 13 | 1 | 697988572416 | 69798857241
BFV722 | 76 | HL234T A N | HL234T | 4 | BUTTERFLY VALVE,LUG,LEVER HANDLE,DI BODY,SS DISC,250 WOG,TEFLON LINER | 3209.24 | 20 | 1 | 697988572423 | 69798857242
BFV722 | 76 | HL234T A S | HL234T | 6 | BUTTERFLY VALVE,LUG,LEVER HANDLE,DI BODY,SS DISC,250 WOG,TEFLON LINER | 4505.95 | 28 | 1 | 697988572454 | 69798857245
BFV722 | 76 | HL234V A J | HL234V | 2 | BUTTERFLY VALVE,LUG,LEVER HANDLE,DI BODY,SS DISC,250 WOG,VITON LINER | 1348.31 | 8.858 | 1 | 697988626980 | 69798862698
BFV722 | 76 | HL234V A K | HL234V | 2 1/2 | BUTTERFLY VALVE,LUG,LEVER HANDLE,DI BODY,SS DISC,250 WOG,VITON LINER | 1348.31 | 10.88 | 1 | 697988129146 | 69798812914
BFV722 | 76 | HL234V A L | HL234V | 3 | BUTTERFLY VALVE,LUG,LEVER HANDLE,DI BODY,SS DISC,250 WOG,VITON LINER | 1524.94 | 11.172 | 1 | 697988129153 | 69798812915
BFV722 | 76 | HL234V A N | HL234V | 4 | BUTTERFLY VALVE,LUG,LEVER HANDLE,DI BODY,SS DISC,250 WOG,VITON LINER | 1891.07 | 18.31 | 1 | 697988129160 | 69798812916
BFV722 | 76 | HL234V A R | HL234V | 5 | BUTTERFLY VALVE,LUG,LEVER HANDLE,DI BODY,SS DISC,250 WOG,VITON LINER | 2623.49 | 21.848 | 1 | 697988129177 | 69798812917
BFV722 | 76 | HL234V A S | HL234V | 6 | BUTTERFLY VALVE,LUG,LEVER HANDLE,DI BODY,SS DISC,250 WOG,VITON LINER | 2856.09 | 26.436 | 1 | 697988129184 | 69798812918
BFV722 | 76 | HL234V A U | HL234V | 8 | BUTTERFLY VALVE,LUG,LEVER HANDLE,DI BODY,SS DISC,250 WOG,VITON LINER | 4540.43 | 42.752 | 1 | 697988626997 | 69798862699
BFV722 | 76 | HL234V-A A L | HL234VA | 3 | BUTTERFLY VALVE,LUG,LEVER HANDLE,DI BODY,SS DISC,250 WOG,VITON LINER,EPOXY COATED BODY | 1830.8 | 11.5 | 1 | 697988528314 | 69798852831
BFV722 | 76 | HL234V-A A N | HL234VA | 4 | BUTTERFLY VALVE,LUG,LEVER HANDLE,DI BODY,SS DISC,250 WOG,VITON LINER,EPOXY COATED BODY | 2218.41 | 17.56 | 1 | 697988524484 | 69798852448
BFV722 | 76 | HL234V-A A S | HL234VA | 6 | BUTTERFLY VALVE,LUG,LEVER HANDLE,DI BODY,SS DISC,250 WOG,VITON LINER,EPOXY COATED BODY | 3291.15 | 26.7 | 1 | 697988524491 | 69798852449
BFV722 | 76 | HL237E A N | HL237E | 4 | BUTTERFLY VALVE,LUG,LEVER,DI BODY,NYLON COATED DI DISC,200 WOG,EPDM LINER,250 TEST | 1055.45 | 0 | 0 | 697988741256 | 69798874125
BFV722 | 76 | HL332B A L | HL332B | 3 | BUTTERFLY VALVE,LUG,GEAR OPERATOR,DI BODY,NICKEL PLTD DI DISC,250 WOG,BUNA LINER | 1227.63 | 15.75 | 1 | 697988504615 | 69798850461
BFV722 | 76 | HL332B A S | HL332B | 6 | BUTTERFLY VALVE,LUG,GEAR OPERATOR,DI BODY,NICKEL PLTD DI DISC,250 WOG,BUNA LINER | 1942.85 | 32.432 | 1 | 697988627550 | 69798862755
BFV722 | 76 | HL332B A U | HL332B | 8 | BUTTERFLY VALVE,LUG,GEAR OPERATOR,DI BODY,NICKEL PLTD DI DISC,250 WOG,BUNA LINER | 2502.89 | 56.67 | 1 | 697988627567 | 69798862756
BFV722 | 76 | HL332B A W | HL332B | 10 | BUTTERFLY VALVE,LUG,GEAR OPERATOR,DI BODY,NICKEL PLTD DI DISC,250 WOG,BUNA LINER | 3200.7 | 78 | 1 | 697988129450 | 69798812945
BFV722 | 76 | HL332E A S | HL332E | 6 | BUTTERFLY VALVE,LUG,GEAR OPERATOR,DI BODY,NICKEL PLTD DI DISC,250 WOG,EPDM LINER | 1942.85 | 29.65 | 1 | 697988129467 | 69798812946
BFV722 | 76 | HL332E A U | HL332E | 8 | BUTTERFLY VALVE,LUG,GEAR OPERATOR,DI BODY,NICKEL PLTD DI DISC,250 WOG,EPDM LINER | 2502.89 | 46 | 1 | 697988129474 | 69798812947
BFV722 | 76 | HL332E A W | HL332E | 10 | BUTTERFLY VALVE,LUG,GEAR OPERATOR,DI BODY,NICKEL PLTD DI DISC,250 WOG,EPDM LINER | 3200.7 | 83.06 | 1 | 697988129481 | 69798812948
BFV722 | 76 | HL332E AWJ | HL332E | 12 | BUTTERFLY VALVE,LUG,GEAR OPERATOR,DI BODY,NICKEL PLTD DI DISC,250 WOG,EPDM LINER | 3980.37 | 113 | 1 | 697988129498 | 69798812949
BFV722 | 76 | HL332E A14 | HL332E | 14 | BUTTERFLY VALVE,LUG,GEAR OPERATOR,DI BODY,NICKEL PLTD DI DISC,200 WOG,EPDM LINER | 5032.85 | 190 | 1 | 697988378872 | 69798837887
BFV722 | 76 | HL332E A16 | HL332E | 16 | BUTTERFLY VALVE,LUG,GEAR OPERATOR,DI BODY,NICKEL PLTD DI DISC,200 WOG,EPDM LINER | 7339.16 | 252 | 1 | 697988378889 | 69798837888
BFV722 | 76 | HL332E A18 | HL332E | 18 | BUTTERFLY VALVE,LUG,GEAR OPERATOR,DI BODY,NICKEL PLTD DI DISC,200 WOG,EPDM LINER | 9037.45 | 325 | 1 | 697988378858 | 69798837885
BFV722 | 76 | HL332E A20 | HL332E | 20 | BUTTERFLY VALVE,LUG,GEAR OPERATOR,DI BODY,NICKEL PLTD DI DISC,200 WOG,EPDM LINER | 11288.15 | 416 | 1 | 697988378896 | 69798837889
BFV722 | 76 | HL332E A24 | HL332E | 24 | BUTTERFLY VALVE,LUG,GEAR OPERATOR,DI BODY,NICKEL PLTD DI DISC,200 WOG,EPDM LINER | 19532.8 | 650 | 1 | 697988378902 | 69798837890
BFV722 | 76 | HL332VS AWJ | HL332VS | 12 | BUTTERFLY VALVE,LUG,GEAR OPERATOR,DI BODY,NICKEL PLTD DI DISC,250 WOG,VITON LINER,316 SS STEM | 6978.62 | 113 | 1 | 697988544079 | 69798854407
BFV722 | 76 | HL333B A N | HL333B | 4 | BUTTERFLY VALVE,LUG,GEAR OPERATOR,DI BODY,ALMN/BRNZ DISC,250 WOG,BUNA LINER | 1490.47 | 0 | 0 | 697988734388 | 69798873438
BFV722 | 76 | HL333B A U | HL333B | 8 | BUTTERFLY VALVE,LUG,GEAR OPERATOR,DI BODY,ALMN/BRNZ DISC,250 WOG,BUNA LINER | 2813.05 | 46 | 1 | 697988716001 | 69798871600
BFV722 | 76 | HL333B A W | HL333B | 10 | BUTTERFLY VALVE,LUG,GEAR OPERATOR,DI BODY,ALMN/BRNZ DISC,250 WOG,BUNA LINER | 3480.69 | 78.58 | 1 | 697988694354 | 69798869435
BFV722 | 76 | HL333B A14 | HL333B | 14 | BUTTERFLY VALVE,LUG,GEAR OPERATOR,DI BODY,ALMN/BRNZ DISC,200 WOG,BUNA LINER | 6072.19 | 190 | 1 | 697988327245 | 69798832724
BFV722 | 76 | HL333B A16 | HL333B | 16 | BUTTERFLY VALVE,LUG,GEAR OPERATOR,DI BODY,ALMN/BRNZ DISC,200 WOG,BUNA LINER | 8742.87 | 235 | 1 | 697988327115 | 69798832711
BFV722 | 76 | HL333B A18 | HL333B | 18 | BUTTERFLY VALVE,LUG,GEAR OPERATOR,DI BODY,ALMN/BRNZ DISC,200 WOG,BUNA LINER | 10895.43 | 307 | 1 | 697988327122 | 69798832712
BFV722 | 76 | HL333B A20 | HL333B | 20 | BUTTERFLY VALVE,LUG,GEAR OPERATOR,DI BODY,ALMN/BRNZ DISC,200 WOG,BUNA LINER | 13674.02 | 416 | 1 | 697988327139 | 69798832713
BFV722 | 76 | HL333B A24 | HL333B | 24 | BUTTERFLY VALVE,LUG,GEAR OPERATOR,DI BODY,ALMN/BRNZ DISC,200 WOG,BUNA LINER | 24239.09 | 583 | 1 | 697988327146 | 69798832714
BFV722 | 76 | HL333BS A S | HL333BS | 6 | BUTTERFLY VALVE,LUG,GEAR OPERATOR,DI BODY,ALMN/BRNZ DISC,250 WOG,BUNA LINER,316 SS STEM | 2218.61 | 32.69 | 1 | 697988646186 | 69798864618
BFV722 | 76 | HL333BS A U | HL333BS | 8 | BUTTERFLY VALVE,LUG,GEAR OPERATOR,DI BODY,ALMN/BRNZ DISC,250 WOG,BUNA LINER,316 SS STEM | 3019.82 | 48.5 | 1 | 697988646162 | 69798864616
BFV722 | 76 | HL333E A K | HL333E | 2 1/2 | BUTTERFLY VALVE,LUG,GEAR OPERATOR,DI BODY,ALMN/BRNZ DISC,250 WOG,EPDM LINER | 1193.18 | 14.5 | 1 | 697988129504 | 69798812950
BFV722 | 76 | HL333E A L | HL333E | 3 | BUTTERFLY VALVE,LUG,GEAR OPERATOR,DI BODY,ALMN/BRNZ DISC,250 WOG,EPDM LINER | 1262.16 | 15 | 1 | 697988585218 | 69798858521
BFV722 | 76 | HL333E A N | HL333E | 4 | BUTTERFLY VALVE,LUG,GEAR OPERATOR,DI BODY,ALMN/BRNZ DISC,250 WOG,EPDM LINER | 1490.47 | 23.036 | 1 | 697988646315 | 69798864631
BFV722 | 76 | HL333E A R | HL333E | 5 | BUTTERFLY VALVE,LUG,GEAR OPERATOR,DI BODY,ALMN/BRNZ DISC,250 WOG,EPDM LINER | 1886.81 | 0 | 0 | 697988758308 | 69798875830
BFV722 | 76 | HL333E A S | HL333E | 6 | BUTTERFLY VALVE,LUG,GEAR OPERATOR,DI BODY,ALMN/BRNZ DISC,250 WOG,EPDM LINER | 2072.11 | 30 | 1 | 697988594104 | 69798859410
BFV722 | 76 | HL333E A U | HL333E | 8 | BUTTERFLY VALVE,LUG,GEAR OPERATOR,DI BODY,ALMN/BRNZ DISC,250 WOG,EPDM LINER | 2813.05 | 55.954 | 1 | 697988129511 | 69798812951
BFV722 | 76 | HL333E A W | HL333E | 10 | BUTTERFLY VALVE,LUG,GEAR OPERATOR,DI BODY,ALMN/BRNZ DISC,250 WOG,EPDM LINER | 3480.69 | 78.58 | 1 | 697988129528 | 69798812952
BFV722 | 76 | HL333E AWJ | HL333E | 12 | BUTTERFLY VALVE,LUG,GEAR OPERATOR,DI BODY,ALMN/BRNZ DISC,250 WOG,EPDM LINER | 4760.1 | 107.364 | 1 | 697988397736 | 69798839773
BFV722 | 76 | HL333E A14 | HL333E | 14 | BUTTERFLY VALVE,LUG,GEAR OPERATOR,DI BODY,ALMN/BRNZ DISC,200 WOG,EPDM LINER | 6072.19 | 171 | 1 | 697988397743 | 69798839774
BFV722 | 76 | HL333E A16 | HL333E | 16 | BUTTERFLY VALVE,LUG,GEAR OPERATOR,DI BODY,ALMN/BRNZ DISC,200 WOG,EPDM LINER | 8742.87 | 252 | 1 | 697988397750 | 69798839775
BFV722 | 76 | HL333E A18 | HL333E | 18 | BUTTERFLY VALVE,LUG,GEAR OPERATOR,DI BODY,ALMN/BRNZ DISC,200 WOG,EPDM LINER | 10895.43 | 325 | 1 | 697988397767 | 69798839776
BFV722 | 76 | HL333E A20 | HL333E | 20 | BUTTERFLY VALVE,LUG,GEAR OPERATOR,DI BODY,ALMN/BRNZ DISC,200 WOG,EPDM LINER | 13674.02 | 420 | 1 | 697988397774 | 69798839777
BFV722 | 76 | HL333E A24 | HL333E | 24 | BUTTERFLY VALVE,LUG,GEAR OPERATOR,DI BODY,ALMN/BRNZ DISC,200 WOG,EPDM LINER | 24239.09 | 650 | 1 | 697988397781 | 69798839778
BFV722 | 76 | HL333ES A S | HL333ES | 6 | BUTTERFLY VALVE,LUG,GEAR OPERATOR,DI BODY,ALMN/BRNZ DISC,316 SS STEM,250 WOG,EPDM LINER | 2218.62 | 31.8 | 1 | 697988726710 | 69798872671
BFV722 | 76 | HL333ES A U | HL333ES | 8 | BUTTERFLY VALVE,LUG,GEAR OPERATOR,DI BODY,ALMN/BRNZ DISC,316 SS STEM,250 WOG,EPDM LINER | 3019.84 | 48.9 | 1 | 697988726727 | 69798872672
BFV722 | 76 | HL333ES A W | HL333ES | 10 | BUTTERFLY VALVE,LUG,GEAR OPERATOR,DI BODY,ALMN/BRNZ DISC,250 WOG,EPDM LINER,316 SS STEM | 3877.03 | 78.58 | 1 | 697988641730 | 69798864173
BFV722 | 76 | HL333ES AWJ | HL333ES | 12 | BUTTERFLY VALVE,LUG,GEAR OPERATOR,DI BODY,ALMN/BRNZ DISC,316 SS STEM,250 WOG,EPDM LINER | 5380.38 | 106 | 1 | 697988726734 | 69798872673
BFV722 | 76 | HL333NB A N | HL333NB | 4 | BUTTERFLY VALVE,LUG,GEAR OPERATOR,DI BODY,ALMN/BRNZ DISC,250 WOG,BLACK NEOPRENE LINER | 1684.35 | 22 | 1 | 697988129535 | 69798812953
BFV722 | 76 | HL333V A S | HL333V | 6 | BUTTERFLY VALVE,LUG,GEAR OPERATOR,DI BODY,ALMN/BRNZ DISC,250 WOG,VITON LINER | 3011.21 | 30 | 1 | 697988702851 | 69798870285
BFV722 | 76 | HL333V A U | HL333V | 8 | BUTTERFLY VALVE,LUG,GEAR OPERATOR,DI BODY,ALMN/BRNZ DISC,250 WOG,VITON LINER | 4454.34 | 58.74 | 1 | 697988700956 | 69798870095
BFV722 | 76 | HL333V A16 | HL333V | 16 | BUTTERFLY VALVE,LUG,GEAR OPERATOR,DI BODY,ALMN/BRNZ DISC,200 WOG,VITON LINER | 14058.93 | 252 | 1 | 697988715844 | 69798871584
BFV722 | 76 | HL334B A L | HL334B | 3 | BUTTERFLY VALVE,LUG,GEAR OPERATOR,DI BODY,SS DISC,250 WOG,BUNA LINER | 1524.95 | 15 | 1 | 697988374768 | 69798837476
BFV722 | 76 | HL334B A N | HL334B | 4 | BUTTERFLY VALVE,LUG,GEAR OPERATOR,DI BODY,SS DISC,250 WOG,BUNA LINER | 1796.37 | 22 | 1 | 697988374775 | 69798837477
BFV722 | 76 | HL334B A S | HL334B | 6 | BUTTERFLY VALVE,LUG,GEAR OPERATOR,DI BODY,SS DISC,250 WOG,BUNA LINER | 2446.9 | 30 | 1 | 697988374782 | 69798837478
BFV722 | 76 | HL334B A U | HL334B | 8 | BUTTERFLY VALVE,LUG,GEAR OPERATOR,DI BODY,SS DISC,250 WOG,BUNA LINER | 3523.77 | 46 | 1 | 697988592728 | 69798859272
BFV722 | 76 | HL334B A W | HL334B | 10 | BUTTERFLY VALVE,LUG,GEAR OPERATOR,DI BODY,SS DISC,250 WOG,BUNA LINER | 5199.47 | 78 | 1 | 697988592735 | 69798859273
BFV722 | 76 | HL334B AWJ | HL334B | 12 | BUTTERFLY VALVE,LUG,GEAR OPERATOR,DI BODY,SS DISC,250 WOG,BUNA LINER | 6771.8 | 113 | 1 | 697988592742 | 69798859274
BFV722 | 76 | HL334B A14 | HL334B | 14 | BUTTERFLY VALVE,LUG,GEAR OPERATOR,DI BODY,SS DISC,200 WOG,BUNA LINER | 7115.84 | 179 | 1 | 697988512702 | 69798851270
BFV722 | 76 | HL334B A16 | HL334B | 16 | BUTTERFLY VALVE,LUG,GEAR OPERATOR,DI BODY,SS DISC,200 WOG,BUNA LINER | 10048.35 | 252 | 1 | 697988512719 | 69798851271
BFV722 | 76 | HL334B A18 | HL334B | 18 | BUTTERFLY VALVE,LUG,GEAR OPERATOR,DI BODY,SS DISC,200 WOG,BUNA LINER | 12937.48 | 325 | 1 | 697988512726 | 69798851272
BFV722 | 76 | HL334B A20 | HL334B | 20 | BUTTERFLY VALVE,LUG,GEAR OPERATOR,DI BODY,SS DISC,200 WOG,BUNA LINER | 18204.29 | 416 | 1 | 697988512733 | 69798851273
BFV722 | 76 | HL334B A24 | HL334B | 24 | BUTTERFLY VALVE,LUG,GEAR OPERATOR,DI BODY,SS DISC,200 WOG,BUNA LINER | 27680.71 | 650 | 1 | 697988512740 | 69798851274
BFV722 | 76 | HL334E A J | HL334E | 2 | BUTTERFLY VALVE,LUG,GEAR OPERATOR,DI BODY,SS DISC,250 WOG,EPDM LINER | 1352.57 | 12 | 1 | 697988494824 | 69798849482
BFV722 | 76 | HL334E A K | HL334E | 2 1/2 | BUTTERFLY VALVE,LUG,GEAR OPERATOR,DI BODY,SS DISC,250 WOG,EPDM LINER | 1352.57 | 14.5 | 1 | 697988494725 | 69798849472
BFV722 | 76 | HL334E A L | HL334E | 3 | BUTTERFLY VALVE,LUG,GEAR OPERATOR,DI BODY,SS DISC,250 WOG,EPDM LINER | 1524.95 | 15 | 1 | 697988494831 | 69798849483
BFV722 | 76 | HL334E A N | HL334E | 4 | BUTTERFLY VALVE,LUG,GEAR OPERATOR,DI BODY,SS DISC,250 WOG,EPDM LINER | 1796.37 | 22 | 1 | 697988129542 | 69798812954
BFV722 | 76 | HL334E A R | HL334E | 5 | BUTTERFLY VALVE,LUG,GEAR OPERATOR,DI BODY,SS DISC,250 WOG,EPDM LINER | 2240.09 | 25 | 1 | 697988129559 | 69798812955
BFV722 | 76 | HL334E A S | HL334E | 6 | BUTTERFLY VALVE,LUG,GEAR OPERATOR,DI BODY,SS DISC,250 WOG,EPDM LINER | 2446.9 | 29.35 | 1 | 697988129566 | 69798812956
BFV722 | 76 | HL334E A U | HL334E | 8 | BUTTERFLY VALVE,LUG,GEAR OPERATOR,DI BODY,SS DISC,250 WOG,EPDM LINER | 3523.77 | 47.21 | 1 | 697988129573 | 69798812957
BFV722 | 76 | HL334E A W | HL334E | 10 | BUTTERFLY VALVE,LUG,GEAR OPERATOR,DI BODY,SS DISC,250 WOG,EPDM LINER | 5199.47 | 77.29 | 1 | 697988129580 | 69798812958
BFV722 | 76 | HL334E AWJ | HL334E | 12 | BUTTERFLY VALVE,LUG,GEAR OPERATOR,DI BODY,SS DISC,250 WOG,EPDM LINER | 6771.8 | 113 | 1 | 697988129597 | 69798812959
BFV722 | 76 | HL334E A14 | HL334E | 14 | BUTTERFLY VALVE,LUG,GEAR OPERATOR,DI BODY,SS DISC,200 WOG,EPDM LINER | 7115.84 | 190 | 1 | 697988330603 | 69798833060
BFV722 | 76 | HL334E A16 | HL334E | 16 | BUTTERFLY VALVE,LUG,GEAR OPERATOR,DI BODY,SS DISC,200 WOG,EPDM LINER | 10048.35 | 253 | 1 | 697988330610 | 69798833061
BFV722 | 76 | HL334E A18 | HL334E | 18 | BUTTERFLY VALVE,LUG,GEAR OPERATOR,DI BODY,SS DISC,200 WOG,EPDM LINER | 12937.48 | 325 | 1 | 697988330627 | 69798833062
BFV722 | 76 | HL334E A20 | HL334E | 20 | BUTTERFLY VALVE,LUG,GEAR OPERATOR,DI BODY,SS DISC,200 WOG,EPDM LINER | 18204.29 | 416 | 1 | 697988330634 | 69798833063
BFV722 | 76 | HL334E A24 | HL334E | 24 | BUTTERFLY VALVE,LUG,GEAR OPERATOR,DI BODY,SS DISC,200 WOG,EPDM LINER | 27680.71 | 694 | 1 | 697988330641 | 69798833064
BFV722 | 76 | HL334E-A A14 | HL334EA | 14 | BUTTERFLY VALVE,LUG,GEAR OPERATOR,DI BODY,SS DISC,200 WOG,EPDM LINER,EPOXY COATED BODY | 8093.04 | 174 | 1 | 697988674455 | 69798867445
BFV722 | 76 | HL334V A S | HL334V | 6 | BUTTERFLY VALVE,LUG,GEAR OPERATOR,DI BODY,SS DISC,250 WOG,VITON LINER | 3385.98 | 32.966 | 1 | 697988627277 | 69798862727
BFV722 | 76 | HL334V A U | HL334V | 8 | BUTTERFLY VALVE,LUG,GEAR OPERATOR,DI BODY,SS DISC,250 WOG,VITON LINER | 5165.04 | 58.31 | 1 | 697988627284 | 69798862728
BFV722 | 76 | HL334V-A A S | HL334VA | 6 | BUTTERFLY VALVE,LUG,GEAR OPERATOR,DI BODY,SS DISC,250 WOG,VITON LINER,EPOXY COATED BODY | 3821.02 | 30 | 1 | 697988703759 | 69798870375
BFV722 | 76 | HL334V-A A14 | HL334VA | 14 | BUTTERFLY VALVE,LUG,GEAR OPERATOR,DI BODY,SS DISC,200 WOG,VITON LINER,EPOXY COATED BODY | 11776.21 | 175 | 1 | 697988682115 | 69798868211
BFV722 | 76 | HL337E A S | HL337E | 6 | BUTTERFLY VALVE,LUG,GEAR OPERATOR,DI BODY,NYLON COATED DISC,250 WOG,EPDM LINER | 2102.23 | 30 | 1 | 697988698376 | 69798869837
BFV722 | 76 | HL337E A U | HL337E | 8 | BUTTERFLY VALVE,LUG,GEAR OPERATOR,DI BODY,NYLON CTD DI DISC,250 WOG,EPDM LINER | 2709.69 | 46.6 | 1 | 697988698253 | 69798869825
BFV722 | 76 | HL337E A W | HL333E | 10 | BUTTERFLY VALVE,LUG,GEAR OPERATOR,DI BODY,NYLON COATED DISC,250 WOG,EPDM LINER | 3476.43 | 105.05 | 1 | 697988698277 | 69798869827
BFV722 | 76 | HL337E AWJ | HL337E | 12 | BUTTERFLY VALVE,LUG,GEAR OPERATOR,DI BODY,NYLON CTD DI DISC,250 WOG,EPDM LINER | 4346.51 | 105.05 | 1 | 697988698246 | 69798869824
BFV722 | 76 | HL532E A N | HL532E | 4 | BUTTERFLY VALVE,LUG,GEAR W/MEMORY STOP,DI BODY,NICKEL PLTD DI DISC,250 WOG,EPDM LINER | 1654.16 | 23.52 | 1 | 697988685024 | 69798868502
BFV722 | 76 | HL533E A N | HL533E | 4 | BUTTERFLY VALVE,LUG,GEAR OPERATOR W/MEM STOP,DI BODY,ALMN/BRNZ DISC,250 WOG,EPDM LINER | 1822.17 | 26.9 | 1 | 697988731400 | 69798873140
BFV722 | 76 | HL533E A U | HL533E | 8 | BUTTERFLY VALVE,LUG,GEAR OPERATOR W/MEM STOP,DI BODY,ALMN/BRNZ DISC,250 WOG,EPDM LINER | 3265.3 | 49.2 | 1 | 697988732995 | 69798873299
BFV722 | 76 | HL533E A W | HL533E | 10 | BUTTERFLY VALVE,LUG,GEAR OPERATOR W/MEM STOP,DI BODY,ALMN/BRNZ DISC,250 WOG,EPDM LINER | 3933 | 79.1 | 1 | 697988733008 | 69798873300
BFV722 | 76 | HL533E AWJ | HL533E | 12 | BUTTERFLY VALVE,LUG,GEAR W/MEMORY STOP,DI BODY,ALMN/BRNZ DISC,250 WOG,EPDM LINER | 5212.39 | 106 | 1 | 697988731530 | 69798873153
BFV722 | 76 | HL533E A14 | HL533E | 14 | BUTTERFLY VALVE,LUG,GEAR W/MEMORY STOP,DI BODY,ALMN/BRNZ DISC,200 WOG,EPDM LINER | 7206.45 | 176 | 1 | 697988731394 | 69798873139
BFV722 | 76 | HL533E A16 | HL533E | 16 | BUTTERFLY VALVE,LUG,GEAR W/MEMORY STOP,DI BODY,ALMN/BRNZ DISC,200 WOG,EPDM LINER | 9152.71 | 252 | 1 | 697988731387 | 69798873138
BFV722 | 76 | HL533E A18 | HL533E | 18 | BUTTERFLY VALVE,LUG,GEAR OP W/MEM STOP,DI BODY,ALMN/BRNZ DISC,200 WOG,EPDM LINER | 12639.59 | 331 | 1 | 697988731523 | 69798873152
BFV722 | 76 | HL533E A20 | HL533E | 20 | BUTTERFLY VALVE,LUG,GEAR OP W/MEM STOP,DI BODY,ALMN/BRNZ DISC,200 WOG,EPDM LINER | 15360.91 | 424.7 | 1 | 697988733152 | 69798873315
BFV722 | 76 | HL533E A24 | HL533E | 24 | BUTTERFLY VALVE,LUG,GEAR OP W/MEM STOP,DI BODY,ALMN/BRNZ DISC,200 WOG,EPDM LINER | 23803.13 | 688.7 | 1 | 697988731158 | 69798873115
BFV722 | 76 | HL534E A N | HL534E | 4 | BUTTERFLY VALVE,LUG,GEAR W/MEMORY STOP,DI BODY,SS DISC,250 WOG,EPDM LINER | 2127.99 | 23.52 | 1 | 697988129603 | 69798812960
BFV722 | 76 | HL534E A R | HL534E | 5 | BUTTERFLY VALVE,LUG,GEAR W/MEMORY STOP,DI BODY,SS DISC,250 WOG,EPDM LINER | 2575.99 | 25 | 1 | 697988129610 | 69798812961
BFV722 | 76 | HL534E A S | HL534E | 6 | BUTTERFLY VALVE,LUG,GEAR W/MEMORY STOP,DI BODY,SS DISC,250 WOG,EPDM LINER | 2823.81 | 29.97 | 1 | 697988129627 | 69798812962
BFV722 | 76 | HL534E A U | HL534E | 8 | BUTTERFLY VALVE,LUG,GEAR W/MEMORY STOP,DI BODY,SS DISC,250 WOG,EPDM LINER | 3980.37 | 22.51 | 1 | 697988381858 | 69798838185
BFV722 | 76 | HL534E A W | HL534E | 10 | BUTTERFLY VALVE,LUG,GEAR W/MEMORY STOP,DI BODY,SS DISC,250 WOG,EPDM LINER | 5656.07 | 78 | 1 | 697988381865 | 69798838186
BFV722 | 76 | HL534E AWJ | HL534E | 12 | BUTTERFLY VALVE,LUG,GEAR W/MEMORY STOP,DI BODY,SS DISC,250 WOG,EPDM LINER | 7224.11 | 101.32 | 1 | 697988381872 | 69798838187
BFV722 | 76 | HL534E A14 | HL534E | 14 | BUTTERFLY VALVE,LUG,GEAR W/MEMORY STOP,DI BODY,SS DISC,200 WOG,EPDM LINER | 8245.97 | 168 | 1 | 697988372528 | 69798837252
BFV722 | 76 | HL934E A U | HL934E | 8 | BUTTERFLY VALVE,LUG,GEAR OPERATOR W/LOCKOUT,DI BODY,SS DISC,250 WOG,EPDM LINER | 3769.32 | 0 | 0 | 697988761063 | 69798876106
BFV722 | 76 | HL934E AWJ | HL934E | 12 | BUTTERFLY VALVE,LUG,GEAR OPERATOR W/LOCKOUT,DI BODY,SS DISC,250 WOG,EPDM LINER | 7017.38 | 0 | 0 | 697988761070 | 69798876107
BFV722 | 79 | HWCR0140N | HWCR0140N |  | HANDWHEEL,BUTTERFLY VALVE, 14" - 16" | 654.79 | 6.84 | 1 | 697988651340 | 69798865134
BFV722 | 79 | HWCR0180-01 | HWCR018001 |  | PIN,HANDWHEEL,9.6X45mm FOR GEAR OPERATED BUTTERFLY VALVES SIZES 18"-24" | 3.38 | 0.06 | 1 | 697988714953 | 69798871495
BFV722 | 79 | HWCR0180N | HWCR0180N |  | HANDWHEEL,BUTTERFLY VALVE,18" - 20" | 982.13 | 6.5 | 1 | 697988651357 | 69798865135
BFV722 | 79 | HWCR0240N | HWCR0240N |  | HANDWHEEL,BUTTERFLY VALVE, 24" | 982.13 | 14.82 | 1 | 697988702769 | 69798870276
BFV722 | 79 | HWCR0600-01 | HWCR060001 |  | PIN,HANDWHEEL,4X30mm,FOR GEAR OPERATED BUTTERFLY VALVES SIZES 2" - 6" | 1.67 | 0.01 | 1 | 697988714960 | 69798871496
BFV722 | 79 | HWCR0600N | HWCR0600N |  | HANDWHEEL,BUTTERFLY VALVE,2" - 6" | 383.37 | 1.9 | 1 | 697988651364 | 69798865136
BFV722 | 79 | HWCR0900-01 | HWCR090001 |  | PIN,HANDWHEEL,4.8X30mm,FOR GEAR OPERATED BUTTERFLY VALVES SIZES 8" - 16" | 2.53 | 0.01 | 1 | 697988714977 | 69798871497
BFV722 | 79 | HWCR0900N | HWCR0900N |  | HANDWHEEL,BUTTERFLY VALVE,8" - 12" | 486.79 | 4.4 | 1 | 697988651371 | 69798865137
BFV722 | 76 | HW133B-A A J | HW133BA | 2 | BUTTERFLY VALVE,WAFER,BARE STEM,DI BODY,ALMN/BRNZ DISC,250 WOG,BUNA LINER,EPOXY COATED BODY | 831.43 | 6.2 | 1 | 697988642171 | 69798864217
BFV722 | 76 | HW133B-A A L | HW133BA | 3 | BUTTERFLY VALVE,WAFER,BARE STEM,DI BODY,ALMN/BRNZ DISC,250 WOG,BUNA LINER,EPOXY COATED BODY | 960.63 | 8 | 1 | 697988634602 | 69798863460
BFV722 | 76 | HW133B-A A N | HW133BA | 4 | BUTTERFLY VALVE,WAFER,BARE STEM,DI BODY,ALMN/BRNZ DISC,250 WOG,BUNA LINER,EPOXY COATED BODY | 1163.09 | 12 | 1 | 697988634596 | 69798863459
BFV722 | 76 | HW133BS A S | HW133BS | 6 | BUTTERFLY VALVE,WAFER,BARE STEM,DI BODY,ALMN/BRNZ DISC,250 WOG,BUNA LINER,316 SS STEM | 1563.78 | 17.26 | 1 | 697988646131 | 69798864613
BFV722 | 76 | HW133ES A J | HW133ES | 2 | BUTTERFLY VALVE,WAFER,BARE STEM,DI BODY,ALMN/BRNZ DISC,250 WOG,EPDM LNR,316 SS STM | 667.68 | 8 | 1 | 697988713161 | 69798871316
BFV722 | 76 | HW133ES A K | HW133ES | 2 1/2 | BUTTERFLY VALVE,WAFER,BARE STEM,DI BODY,ALMN/BRNZ DISC,250 WOG,EPDM LNR,316 SS STM | 667.68 | 8.474 | 1 | 697988713178 | 69798871317
BFV722 | 76 | HW133ES A L | HW133ES | 3 | BUTTERFLY VALVE,WAFER,LEVER HANDLE,DI BODY,ALMN/BRNZ DISC,250 WOG,EPDM LNR,316 SS STM | 745.26 | 8.84 | 1 | 697988713185 | 69798871318
BFV722 | 76 | HW133ES A N | HW133ES | 4 | BUTTERFLY VALVE,WAFER,BARE STEM,DI BODY,ALMN/BRNZ DISC,250 WOG,EPDM LNR,316 SS STM | 943.41 | 12 | 1 | 697988712904 | 69798871290
BFV722 | 76 | HW133ES A R | HW133ES | 5 | BUTTERFLY VALVE,WAFER,BARE STEM,DI BODY,ALMN/BRNZ DISC,250 WOG,EPDM LNR,316 SS STM | 1344.03 | 13.44 | 1 | 697988713192 | 69798871319
BFV722 | 76 | HW133ES A S | HW133ES | 6 | BUTTERFLY VALVE,WAFER,BARE STEM,DI BODY,ALMN/BRNZ DISC,250 WOG,EPDM LINER,316 SS STEM | 1563.77 | 18.074 | 1 | 697988713208 | 69798871320
BFV722 | 76 | HW133ES A W | HW133ES | 10 | BUTTERFLY VALVE,WAFER,BARE STEM,DI BODY,ALMN/BRNZ DISC,250 WOG,EPDM LINER,316 SS STEM | 3080.06 | 65.85 | 1 | 697988677746 | 69798867774
BFV722 | 76 | HW133ES AWJ | HW133ES | 12 | BUTTERFLY VALVE,WAFER,BARE STEM,DI BODY,ALMN/BRNZ DISC,250 WOG,EPDM LNR,316 SS STM | 4579.16 | 73.5 | 1 | 697988713215 | 69798871321
BFV722 | 76 | HW134B A J | HW134B | 2 | BUTTERFLY VALVE,WAFER,BARE STEM,DI BODY,316 SS DISC,200 WOG,250 TEST,BUNA LINER | 745.23 | 0 | 0 | 697988759916 | 69798875991
BFV722 | 76 | HW134B A L | HW134B | 3 | BUTTERFLY VALVE,WAFER,BARE STEM,DI BODY,316 SS DISC,200 WOG,250 TEST,BUNA LINER | 917.61 | 0 | 0 | 697988759909 | 69798875990
BFV722 | 76 | HW134B A N | HW134B | 4 | BUTTERFLY VALVE,WAFER,BARE STEM,DI BODY,316 SS DISC,200 WOG,250 TEST,BUNA LINER | 1141.53 | 0 | 0 | 697988759800 | 69798875980
BFV722 | 76 | HW134E A N | HW134E | 4 | BUTTERFLY VALVE,WAFER,BARE STEM,DI BODY,SS DISC,250 WOG,EPDM LINER | 1141.53 | 11 | 1 | 697988718203 | 69798871820
BFV722 | 76 | HW134E A S | HW134E | 6 | BUTTERFLY VALVE,WAFER,BARE STEM,DI BODY,SS DISC,250 WOG,EPDM LINER | 1787.83 | 18.6 | 1 | 697988718210 | 69798871821
BFV722 | 76 | HW232B A J | HW232B | 2 | BUTTERFLY VALVE,WAFER,LEVER HANDLE,DI BODY,NICKEL PLTD DI DISC,250 WOG,BUNA LINER | 620.29 | 8.26 | 1 | 697988627291 | 69798862729
BFV722 | 76 | HW232B A K | HW232B | 2 1/2 | BUTTERFLY VALVE,WAFER,LEVER HANDLE,DI BODY,NICKEL PLTD DI DISC,250 WOG,BUNA LINER | 620.29 | 9.868 | 1 | 697988627307 | 69798862730
BFV722 | 76 | HW232B A L | HW232B | 3 | BUTTERFLY VALVE,WAFER,LEVER HANDLE,DI BODY,NICKEL PLTD DI DISC,250 WOG,BUNA LINER | 697.86 | 10.132 | 1 | 697988627314 | 69798862731
BFV722 | 76 | HW232B A N | HW232B | 4 | BUTTERFLY VALVE,WAFER,LEVER HANDLE,DI BODY,NICKEL PLTD DI DISC,250 WOG,BUNA LINER | 870.12 | 13.326 | 1 | 697988627321 | 69798862732
BFV722 | 76 | HW232B A R | HW232B | 5 | BUTTERFLY VALVE,WAFER,LEVER HANDLE,DI BODY,NICKEL PLTD DI DISC,250 WOG,BUNA LINER | 1167.41 | 16.466 | 1 | 697988627338 | 69798862733
BFV722 | 76 | HW232B A S | HW232B | 6 | BUTTERFLY VALVE,WAFER,LEVER HANDLE,DI BODY,NICKEL PLTD DI DISC,250 WOG,BUNA LINER | 1404.37 | 21.22 | 1 | 697988627345 | 69798862734
BFV722 | 76 | HW232B A U | HW232B | 8 | BUTTERFLY VALVE,WAFER,LEVER HANDLE,DI BODY,NICKEL PLTD DI DISC,250 WOG,BUNA LINER | 1856.7 | 34.49 | 1 | 697988627352 | 69798862735
BFV722 | 76 | HW232BS A S | HW232BS | 6 | BUTTERFLY VALVE,WAFER,LEVER HANDLE,DI BODY,NICKEL PLTD DI DISC,250 WOG,BUNA LINER,316 SS STEM | 1550.88 | 23 | 1 | 697988634138 | 69798863413
BFV722 | 76 | HW232E A K | HW232B | 2 1/2 | BUTTERFLY VALVE,WAFER,LEVER HANDLE,DI BODY,ALUM. NICKLE PLATED DI DISC,250 WOG,EPDM LINER | 620.29 | 9.82 | 1 | 697988716919 | 69798871691
BFV722 | 76 | HW232E A L | HW232E | 3 | BUTTERFLY VALVE,WAFER,LEVER HANDLE,DI BODY,NICKEL PLTD DI DISC,250 WOG,EPDM LINER | 697.86 | 12.3 | 1 | 697988595002 | 69798859500
BFV722 | 76 | HW233B A J | HW233B | 2 | BUTTERFLY VALVE,WAFER,LEVER HANDLE,DI BODY,ALMN/BRNZ DISC,250 WOG,BUNA LINER | 663.41 | 8.16 | 1 | 697988646018 | 69798864601
BFV722 | 76 | HW233B A K | HW233B | 2 1/2 | BUTTERFLY VALVE,WAFER,LEVER HANDLE,DI BODY,ALUM. BRONZE DISC,250 WOG,BUNA LINER | 663.41 | 10.48 | 1 | 697988706361 | 69798870636
BFV722 | 76 | HW233B A L | HW233B | 3 | BUTTERFLY VALVE,WAFER,LEVER HANDLE,DI BODY,ALMN/BRNZ DISC,250 WOG,BUNA LINER | 732.32 | 10.48 | 1 | 697988649422 | 69798864942
BFV722 | 76 | HW233B A N | HW233B | 4 | BUTTERFLY VALVE,WAFER,LEVER HANDLE,DI BODY,ALMN/BRNZ DISC,250 WOG,BUNA LINER | 947.71 | 13.98 | 1 | 697988645998 | 69798864599
BFV722 | 76 | HW233B A S | HW233B | 6 | BUTTERFLY VALVE,WAFER,LEVER HANDLE,DI BODY,ALMN/BRNZ DISC,250 WOG,BUNA LINER | 1533.7 | 20.26 | 1 | 697988588851 | 69798858885
BFV722 | 76 | HW233B A U | HW233B | 8 | BUTTERFLY VALVE,WAFER,LEVER HANDLE,DI BODY,ALMN/BRNZ DISC,250 WOG,BUNA LINER | 2158.21 | 35.9 | 1 | 697988646001 | 69798864600
BFV722 | 76 | HW233BS A S | HW233BS | 6 | BUTTERFLY VALVE,WAFER,LEVER HANDLE,DI BODY,ALMN/BRNZ DISC,250 WOG,BUNA LINER,316 SS STEM | 1680.18 | 20.122 | 1 | 697988646100 | 69798864610
BFV722 | 76 | HW233ES A L | HW233ES | 3 | BUTTERFLY VALVE,WAFER,LEVER HANDLE,DI BODY,SS DISC,200 WOG,EPDM LINER,250 TEST | 822.82 | 10.17 | 1 | 697988715080 | 69798871508
BFV722 | 76 | HW233ES A N | HW233ES | 4 | BUTTERFLY VALVE,WAFER,LEVER HANDLE,DI BODY,SS DISC,200 WOG,EPDM LINER,250 TEST | 1055.37 | 13.376 | 1 | 697988712911 | 69798871291
BFV722 | 76 | HW233ESA A J | HW233ESA | 2 | BUTTERFLY VALVE,WAFER,LEVER HANDLE,DI BODY,ALMN/BRNZ DISC,250 WOG,EPDM LNR,316 SS STM,EPOXY CTD BDY | 990.79 | 10 | 1 | 697988541139 | 69798854113
BFV722 | 76 | HW233ESA A K | HW233ESA | 2 1/2 | BUTTERFLY VALVE,WAFER,LEVER HANDLE,DI BODY,ALMN/BRNZ DISC,250 WOG,EPDM LNR,316 SS STM,EPOXY CTD BDY | 990.79 | 11 | 1 | 697988541122 | 69798854112
BFV722 | 76 | HW233ESA A L | HW233ESA | 3 | BUTTERFLY VALVE,WAFER,LEVER HANDLE,DI BODY,ALMN/BRNZ DISC,250 WOG,EPDM LNR,316 SS STM,EPOXY CTD BDY | 1128.68 | 12 | 1 | 697988541115 | 69798854111
BFV722 | 76 | HW233ESA A N | HW233ESA | 4 | BUTTERFLY VALVE,WAFER,LEVER HANDLE,DI BODY,ALMN/BRNZ DISC,250 WOG,EPDM LNR,316 SS STM,EPOXY CTD BDY | 1382.73 | 15 | 1 | 697988541108 | 69798854110
BFV722 | 76 | HW233ESA A S | HW233ESA | 6 | BUTTERFLY VALVE,WAFER,LEVER HANDLE,DI BODY,ALMN/BRNZ DISC,250 WOG,EPDM LNR,316 SS STM,EPOXY CTD BDY | 2115.22 | 23 | 1 | 697988541092 | 69798854109
BFV722 | 76 | HW233ESA A U | HW233ESA | 8 | BUTTERFLY VALVE,WAFER,LEVER HANDLE,DI BODY,ALMN/BRNZ DISC,250 WOG,EPDM LNR,316 SS STM,EPOXY CTD BDY | 2847.44 | 39 | 1 | 697988541085 | 69798854108
BFV722 | 76 | HW234B A L | HW234B | 3 | BUTTERFLY VALVE,WAFER,LEVER HANDLE,DI BODY,SS DISC,200 WOG,BUNA LINER,250 TEST | 999.4 | 0 | 0 | 697988746817 | 69798874681
BFV722 | 76 | HW234B A S | HW234B | 6 | BUTTERFLY VALVE,WAFER,LEVER HANDLE,DI BODY,SS DISC,200 WOG,BUNA LINER,250 TEST | 1908.41 | 19 | 1 | 697988500228 | 69798850022
BFV722 | 76 | HW234NB A S | HW234NB | 6 | BUTTERFLY VALVE,WAFER,LEVER HANDLE,DI BODY,SS DISC,250 WOG,BLACK NEOPRENE LINER | 2166.85 | 20.72 | 1 | 697988679214 | 69798867921
BFV722 | 76 | HW234NB A U | HW234NB | 8 | BUTTERFLY VALVE,WAFER,LEVER HANDLE,DI BODY,SS DISC,250 WOG,BLACK NEOPRENE LINER | 3420.37 | 36.026 | 1 | 697988691308 | 69798869130
BFV722 | 76 | HW234V A J | HW234V | 2 | BUTTERFLY VALVE,WAFER,LEVER HANDLE,DI BODY,SS DISC,250 WOG,VITON LINER | 1344.01 | 8.382 | 1 | 697988627369 | 69798862736
BFV722 | 76 | HW234V A K | HW234V | 2 1/2 | BUTTERFLY VALVE,WAFER,LEVER HANDLE,DI BODY,SS DISC,250 WOG,VITON LINER | 1344.01 | 10.48 | 1 | 697988627376 | 69798862737
BFV722 | 76 | HW234V A L | HW234V | 3 | BUTTERFLY VALVE,WAFER,LEVER HANDLE,DI BODY,SS DISC,250 WOG,VITON LINER | 1520.62 | 10.54 | 1 | 697988627383 | 69798862738
BFV722 | 76 | HW234V A N | HW234V | 4 | BUTTERFLY VALVE,WAFER,LEVER HANDLE,DI BODY,SS DISC,250 WOG,VITON LINER | 1882.46 | 14.2 | 1 | 697988627390 | 69798862739
BFV722 | 76 | HW234V A R | HW234V | 5 | BUTTERFLY VALVE,WAFER,LEVER HANDLE,DI BODY,SS DISC,250 WOG,VITON LINER | 2614.89 | 17.48 | 1 | 697988627406 | 69798862740
BFV722 | 76 | HW234V A S | HW234V | 6 | BUTTERFLY VALVE,WAFER,LEVER HANDLE,DI BODY,SS DISC,250 WOG,VITON LINER | 2847.51 | 20.698 | 1 | 697988596498 | 69798859649
BFV722 | 76 | HW234V A U | HW234V | 8 | BUTTERFLY VALVE,WAFER,LEVER HANDLE,DI BODY,SS DISC,250 WOG,VITON LINER | 4518.84 | 36.026 | 1 | 697988627413 | 69798862741
BFV722 | 76 | HW332B A S | HW332B | 6 | BUTTERFLY VALVE,WAFER,GEAR OPERATOR,DI BODY,NICKEL PLTD DI DISC,250 WOG,BUNA LINER | 1934.2 | 28.48 | 1 | 697988627420 | 69798862742
BFV722 | 76 | HW332B A U | HW332B | 8 | BUTTERFLY VALVE,WAFER,GEAR OPERATOR,DI BODY,NICKEL PLTD DI DISC,250 WOG,BUNA LINER | 2481.32 | 49.738 | 1 | 697988627437 | 69798862743
BFV722 | 76 | HW333B A U | HW333B | 8 | BUTTERFLY VALVE,WAFER,GEAR OPERATOR,DI BODY,ALMN/BRNZ DISC,250 WOG,BUNA LINER | 2795.79 | 50.76 | 1 | 697988646025 | 69798864602
BFV722 | 76 | HW333B A W | HW333B | 10 | BUTTERFLY VALVE,WAFER,GEAR OPERATOR,DI BODY,ALMN/BRNZ DISC,250 WOG,BUNA LINER | 3459.09 | 68.44 | 1 | 697988646032 | 69798864603
BFV722 | 76 | HW333B AWJ | HW333B | 12 | BUTTERFLY VALVE,WAFER,GEAR OPERATOR,DI BODY,ALMN/BRNZ DISC,250 WOG,BUNA LINER | 4738.56 | 94.88 | 1 | 697988649415 | 69798864941
BFV722 | 76 | HW333B A16 | HW333B | 16 | BUTTERFLY VALVE,WAFER,GEAR OPERATOR,DI BODY,ALMN/BRNZ DISC,200 WOG,BUNA LINER | 9579.02 | 230 | 1 | 697988672574 | 69798867257
BFV722 | 76 | HW333B A24 | HW333B | 24 | BUTTERFLY VALVE,WAFER,GEAR OPERATOR,DI BODY,ALMN/BRNZ DISC,200 WOG,BUNA LINER | 22885.82 | 640 | 1 | 697988672598 | 69798867259
BFV722 | 76 | HW333B-A A L | HW333BA | 3 | BUTTERFLY VALVE,WAFER,GEAR OPERATOR,DI BODY,ALMN/BRNZ DISC,250 WOG,BUNA LINER,EPOXY COATED BODY | 1563.72 | 14 | 1 | 697988634145 | 69798863414
BFV722 | 76 | HW333B-A A N | HW333BA | 4 | BUTTERFLY VALVE,WAFER,GEAR OPERATOR,DI BODY,ALMN/BRNZ DISC,250 WOG,BUNA LINER,EPOXY COATED BODY | 1809.17 | 17 | 1 | 697988634152 | 69798863415
BFV722 | 76 | HW333BS A S | HW333BS | 6 | BUTTERFLY VALVE,WAFER,GEAR OPERATOR,DI BODY,ALMN/BRNZ DISC,250 WOG,BUNA LINER,316 SS STEM | 2209.95 | 27.98 | 1 | 697988646254 | 69798864625
BFV722 | 76 | HW333BS A U | HW333BS | 8 | BUTTERFLY VALVE,WAFER,GEAR OPERATOR,DI BODY,ALMN/BRNZ DISC,250 WOG,BUNA LINER,316 SS STEM | 3002.52 | 51.16 | 1 | 697988646087 | 69798864608
BFV722 | 76 | HW333ES A L | HW333ES | 3 | BUTTERFLY VALVE,WAFER,GEAR OPERATOR,DI BODY,SS DISC,250 WOG,EPDM LINER | 1348.33 | 18.06 | 1 | 697988718289 | 69798871828
BFV722 | 76 | HW334B A K | HW334B | 2 1/2 | BUTTERFLY VALVE,WAFER,GEAR OPERATOR,DI BODY,SS DISC,250 WOG,BUNA LINER | 1348.34 | 13 | 1 | 697988597945 | 69798859794
BFV722 | 76 | HW334NB A W | HW334NB | 10 | BUTTERFLY VALVE,WAFER,GEAR OPERATOR,DI BODY,SS DISC,250 WOG,BLACK NEOPRENE LINER | 5785.29 | 60 | 1 | 697988698994 | 69798869899
BFV722 | 76 | HW334NB AWJ | HW334NB | 12 | BUTTERFLY VALVE,WAFER,GEAR OPERATOR,DI BODY,SS DISC,250 WOG,BLACK NEOPRENE LINER | 7680.81 | 81 | 1 | 697988692077 | 69798869207
BFV722 | 76 | HW334V A S | HW334V | 6 | BUTTERFLY VALVE,WAFER,GEAR OPERATOR,DI BODY,SS DISC,250 WOG,VITON LINER | 3355.85 | 27.662 | 1 | 697988627444 | 69798862744
BFV722 | 76 | HW334V A U | HW334V | 8 | BUTTERFLY VALVE,WAFER,GEAR OPERATOR,DI BODY,SS DISC,250 WOG,VITON LINER | 5147.81 | 51.304 | 1 | 697988627451 | 69798862745
BFV722 | 79 | H84C0130000 | H84C0130000 |  | LOCKING KIT,M-SERIES 4" & 6"; HIGH PERFORMANCE BUTTERFLY,2 1/2"- 4" | 245.55 | 0.56 | 1 | 697988650718 | 69798865071
BFV722 | 79 | H84H0130000 | H84H0130000 |  | LOCKING KIT,M-SERIES 18"-20"; & HIGH PERFORMANCE BUTTERFLY,12" CLASS 300,14" CLASS 150 | 258.43 | 1.03 | 1 | 697988650749 | 69798865074
BFV722 | 79 | H84M0130000 | H84M0130000 |  | GEAR LOCKING KIT,HIGH PERFORMANCE BUTTERFLY,120:1 | 258.43 | 1 | 1 | 697988651388 | 69798865138
BFV722 | 79 | K8115-24N - L | K811524NL |  | GEAR WITH HANDWHEEL 2" - 3" | 628.96 | 9.268 | 1 | 697988651395 | 69798865139
BFV722 | 79 | K8115-24N - R | K811524NR |  | GEAR WITH HANDWHEEL 4" - 5" | 684.94 | 9.672 | 1 | 697988651401 | 69798865140
BFV722 | 79 | K8115-24N - S | K811524NS |  | GEAR WITH HANDWHEEL 6" | 713.47 | 9.726 | 1 | 697988651425 | 69798865142
BFV722 | 79 | K8115-30N - U | K811530NU |  | GEAR WITH HANDWHEEL 8" | 848.68 | 21.124 | 1 | 697988651432 | 69798865143
BFV722 | 79 | K8115-30N - W | K811530NW |  | GEAR WITH HANDWHEEL 10" - 12" | 848.68 | 21.18 | 1 | 697988651449 | 69798865144
BFV722 | 79 | K8115-48N -16 | K811548N16 |  | GEAR WITH HANDWHEEL 14" - 16" | 1313.86 | 33.784 | 1 | 697988651456 | 69798865145
BFV722 | 79 | K8115-65N -20 | K811565N20 |  | GEAR WITH HANDWHEEL 18-20" | 2205.57 | 33.784 | 1 | 697988728448 | 69798872844
BFV722 | 70 | ML122B D J | ML122B | 2 | BUTTERFLY VALVE,LUG,BARE STEM,CI BODY,NCKL PLTD DI DISC,200 WOG,BUNA LINER,DOUBLE DEAD END | 435.07 | 7.2 | 1 | 697988622395 | 69798862239
BFV722 | 70 | ML122B D K | ML122B | 2 1/2 | BUTTERFLY VALVE,LUG,BARE STEM,CI BODY,NCKL PLTD DI DISC,200 WOG,BUNA LINER,DOUBLE DEAD END | 435.07 | 8.894 | 1 | 697988622401 | 69798862240
BFV722 | 70 | ML122B D L | ML122B | 3 | BUTTERFLY VALVE,LUG,BARE STEM,CI BODY,NCKL PLTD DI DISC,200 WOG,BUNA LINER,DOUBLE DEAD END | 482.43 | 9.52 | 1 | 697988622418 | 69798862241
BFV722 | 70 | ML122B D N | ML122B | 4 | BUTTERFLY VALVE,LUG,BARE STEM,CI BODY,NCKL PLTD DI DISC,200 WOG,BUNA LINER,DOUBLE DEAD END | 594.45 | 15.68 | 1 | 697988622425 | 69798862242
BFV722 | 70 | ML122B D R | ML122B | 5 | BUTTERFLY VALVE,LUG,BARE STEM,CI BODY,NCKL PLTD DI DISC,200 WOG,BUNA LINER,DOUBLE DEAD END | 857.27 | 19.57 | 1 | 697988622432 | 69798862243
BFV722 | 70 | ML122B D S | ML122B | 6 | BUTTERFLY VALVE,LUG,BARE STEM,CI BODY,NCKL PLTD DI DISC,200 WOG,BUNA LINER,DOUBLE DEAD END | 1033.94 | 23.55 | 1 | 697988622449 | 69798862244
BFV722 | 70 | ML122B D U | ML122B | 8 | BUTTERFLY VALVE,LUG,BARE STEM,CI BODY,NCKL PLTD DI DISC,200 WOG,BUNA LINER,DOUBLE DEAD END | 1421.56 | 39.1 | 1 | 697988622456 | 69798862245
BFV722 | 70 | ML122B D W | ML122B | 10 | BUTTERFLY VALVE,LUG,BARE STEM,CI BODY,NCKL PLTD DI DISC,200 WOG,BUNA LINER,DOUBLE DEAD END | 2029 | 63.99 | 1 | 697988622463 | 69798862246
BFV722 | 70 | ML122B DWJ | ML122B | 12 | BUTTERFLY VALVE,LUG,BARE STEM,CI BODY,NCKL PLTD DI DISC,200 WOG,BUNA LINER,DOUBLE DEAD END | 2696.71 | 90 | 1 | 697988622470 | 69798862247
BFV722 | 77 | ML122B A14 | ML122B | 14 | BUTTERFLY VALVE,LUG,BARE STEM,CI BODY,NCKL PLTD DI DISC,150 WOG,BUNA LINER | 3908.21 | 175 | 1 | 697988130999 | 69798813099
BFV722 | 77 | ML122B A16 | ML122B | 16 | BUTTERFLY VALVE,LUG,BARE STEM,CI BODY,NCKL PLTD DI DISC,150 WOG,BUNA LINER | 5545.22 | 214 | 1 | 697988131002 | 69798813100
BFV722 | 77 | ML122B A18 | ML122B | 18 | BUTTERFLY VALVE,LUG,BARE STEM,CI BODY,NCKL PLTD DI DISC,150 WOG,BUNA LINER | 6936.57 | 298 | 1 | 697988131019 | 69798813101
BFV722 | 77 | ML122B A20 | ML122B | 20 | BUTTERFLY VALVE,LUG,BARE STEM,CI BODY,NCKL PLTD DI DISC,150 WOG,BUNA LINER | 9003.31 | 358 | 1 | 697988131026 | 69798813102
BFV722 | 70 | ML122E D J | ML122E | 2 | BUTTERFLY VALVE,LUG,BARE STEM,CI BODY,NCKL PLTD DI DISC,200 WOG,EPDM LINER,DOUBLE DEAD END | 435.07 | 7.3 | 1 | 697988622487 | 69798862248
BFV722 | 70 | ML122E D K | ML122E | 2 1/2 | BUTTERFLY VALVE,LUG,BARE STEM,CI BODY,NCKL PLTD DI DISC,200 WOG,EPDM LINER,DOUBLE DEAD END | 435.07 | 8.83 | 1 | 697988622494 | 69798862249
BFV722 | 70 | ML122E D L | ML122E | 3 | BUTTERFLY VALVE,LUG,BARE STEM,CI BODY,NCKL PLTD DI DISC,200 WOG,EPDM LINER,DOUBLE DEAD END | 482.43 | 9.32 | 1 | 697988622500 | 69798862250
BFV722 | 70 | ML122E D N | ML122E | 4 | BUTTERFLY VALVE,LUG,BARE STEM,CI BODY,NCKL PLTD DI DISC,200 WOG,EPDM LINER,DOUBLE DEAD END | 594.45 | 15.95 | 1 | 697988622517 | 69798862251
BFV722 | 70 | ML122E D R | ML122E | 5 | BUTTERFLY VALVE,LUG,BARE STEM,CI BODY,NCKL PLTD DI DISC,200 WOG,EPDM LINER,DOUBLE DEAD END | 857.27 | 20.05 | 1 | 697988622524 | 69798862252
BFV722 | 70 | ML122E D S | ML122E | 6 | BUTTERFLY VALVE,LUG,BARE STEM,CI BODY,NCKL PLTD DI DISC,200 WOG,EPDM LINER,DOUBLE DEAD END | 1033.94 | 23.14 | 1 | 697988622531 | 69798862253
BFV722 | 70 | ML122E D U | ML122E | 8 | BUTTERFLY VALVE,LUG,BARE STEM,CI BODY,NCKL PLTD DI DISC,200 WOG,EPDM LINER,DOUBLE DEAD END | 1421.56 | 39.45 | 1 | 697988622548 | 69798862254
BFV722 | 70 | ML122E D W | ML122E | 10 | BUTTERFLY VALVE,LUG,BARE STEM,CI BODY,NCKL PLTD DI DISC,200 WOG,EPDM LINER,DOUBLE DEAD END | 2029 | 51.4 | 1 | 697988622555 | 69798862255
BFV722 | 70 | ML122E DWJ | ML122E | 12 | BUTTERFLY VALVE,LUG,BARE STEM,CI BODY,NCKL PLTD DI DISC,200 WOG,EPDM LINER,DOUBLE DEAD END | 2696.71 | 92.6 | 1 | 697988622562 | 69798862256
BFV722 | 77 | ML122E A14 | ML122E | 14 | BUTTERFLY VALVE,LUG,BARE STEM,CI BODY,NCKL PLTD DI DISC,150 WOG,EPDM LINER | 3908.21 | 148 | 1 | 697988131316 | 69798813131
BFV722 | 77 | ML122E A16 | ML122E | 16 | BUTTERFLY VALVE,LUG,BARE STEM,CI BODY,NCKL PLTD DI DISC,150 WOG,EPDM LINER | 5545.22 | 237 | 1 | 697988131323 | 69798813132
BFV722 | 77 | ML122E A18 | ML122E | 18 | BUTTERFLY VALVE,LUG,BARE STEM,CI BODY,NCKL PLTD DI DISC,150 WOG,EPDM LINER | 6936.57 | 298 | 1 | 697988324497 | 69798832449
BFV722 | 77 | ML122E A20 | ML122E | 20 | BUTTERFLY VALVE,LUG,BARE STEM,CI BODY,NCKL PLTD DI DISC,150 WOG,EPDM LINER | 9003.31 | 376 | 1 | 697988339118 | 69798833911
BFV722 | 77 | ML122E A24 | ML122E | 24 | BUTTERFLY VALVE,LUG,BARE STEM,CI BODY,NCKL PLTD DI DISC,150 WOG,EPDM LINER | 15141.88 | 610 | 1 | 697988131330 | 69798813133
BFV722 | 77 | ML122E -30 | ML122E | 30 | BUTTERFLY VALVE,LUG,BARE STEM,CI BODY,NCKL PLTD DI DISC,150 WOG,EPDM LINER | 27779.17 | 900 | 1 | 697988131217 | 69798813121
BFV722 | 70 | ML122E-A A W | ML122EA | 10 | BUTTERFLY VALVE,LUG,BARE STEM,CI BODY,NCKL PLTD DI DISC,200 WOG,EPDM LINER,EPOXY COATED BODY | 2614.87 | 70 | 1 | 697988596566 | 69798859656
BFV722 | 77 | ML122ES A24 | ML122ES | 24 | BUTTERFLY VALVE,LUG,BARE STEM,CI BODY,NCKL PLTD DI DISC,150 WOG,EPDM LINER,316 SS STEM | 18613.93 | 610 | 1 | 697988343023 | 69798834302
BFV722 | 70 | ML122ESA A N | ML122ESA | 4 | BUTTERFLY VALVE,LUG,BARE STEM,CI BODY,NCKL PLTD DI DISC,200 WOG,EPDM LINER,316 SS STEM,EPOXY CTD BDY | 1029.49 | 15.95 | 1 | 697988395541 | 69798839554
BFV722 | 70 | ML122H A L | ML122H | 3 | BUTTERFLY VALVE,LUG,BARE STEM,CI BODY,NCKL PLTD DI DISC,200 WOG,HYPALON LINER | 676.28 | 9.74 | 1 | 697988131439 | 69798813143
BFV722 | 70 | ML122H A N | ML122H | 4 | BUTTERFLY VALVE,LUG,BARE STEM,CI BODY,NCKL PLTD DI DISC,200 WOG,HYPALON LINER | 788.32 | 16.35 | 1 | 697988131446 | 69798813144
BFV722 | 70 | ML122V A J | ML122V | 2 | BUTTERFLY VALVE,LUG,BARE STEM,CI BODY,NCKL PLTD DI DISC,200 WOG,VITON LINER | 956.26 | 8 | 1 | 697988131545 | 69798813154
BFV722 | 70 | ML122V A K | ML122V | 2 1/2 | BUTTERFLY VALVE,LUG,BARE STEM,CI BODY,NCKL PLTD DI DISC,200 WOG,VITON LINER | 956.26 | 9.5 | 1 | 697988131552 | 69798813155
BFV722 | 70 | ML122V A L | ML122V | 3 | BUTTERFLY VALVE,LUG,BARE STEM,CI BODY,NCKL PLTD DI DISC,200 WOG,VITON LINER | 1003.61 | 9.4 | 1 | 697988131569 | 69798813156
BFV722 | 70 | ML122V A N | ML122V | 4 | BUTTERFLY VALVE,LUG,BARE STEM,CI BODY,NCKL PLTD DI DISC,200 WOG,VITON LINER | 1223.4 | 16.35 | 1 | 697988131576 | 69798813157
BFV722 | 70 | ML122V A R | ML122V | 5 | BUTTERFLY VALVE,LUG,BARE STEM,CI BODY,NCKL PLTD DI DISC,200 WOG,VITON LINER | 1774.85 | 20 | 1 | 697988131583 | 69798813158
BFV722 | 70 | ML122V A S | ML122V | 6 | BUTTERFLY VALVE,LUG,BARE STEM,CI BODY,NCKL PLTD DI DISC,200 WOG,VITON LINER | 1973.03 | 24.32 | 1 | 697988131590 | 69798813159
BFV722 | 70 | ML122V A U | ML122V | 8 | BUTTERFLY VALVE,LUG,BARE STEM,CI BODY,NCKL PLTD DI DISC,200 WOG,VITON LINER | 3062.85 | 39.05 | 1 | 697988131606 | 69798813160
BFV722 | 70 | ML122V A W | ML122V | 10 | BUTTERFLY VALVE,LUG,BARE STEM,CI BODY,NCKL PLTD DI DISC,200 WOG,VITON LINER | 3941.66 | 70 | 1 | 697988131613 | 69798813161
BFV722 | 70 | ML122V AWJ | ML122V | 12 | BUTTERFLY VALVE,LUG,BARE STEM,CI BODY,NCKL PLTD DI DISC,200 WOG,VITON LINER | 5074.62 | 91 | 1 | 697988131620 | 69798813162
BFV722 | 77 | ML122V A14 | ML122V | 14 | BUTTERFLY VALVE,LUG,BARE STEM,CI BODY,NCKL PLTD DI DISC,150 WOG,VITON LINER | 7591.36 | 149 | 1 | 697988573239 | 69798857323
BFV722 | 77 | ML122V A16 | ML122V | 16 | BUTTERFLY VALVE,LUG,BARE STEM,CI BODY,NCKL PLTD DI DISC,150 WOG,VITON LINER | 10861.3 | 237 | 1 | 697988538962 | 69798853896
BFV722 | 77 | ML122V A18 | ML122V | 18 | BUTTERFLY VALVE,LUG,BARE STEM,CI BODY,NCKL PLTD DI DISC,150 WOG,VITON LINER | 13083.34 | 298 | 1 | 697988538979 | 69798853897
BFV722 | 77 | ML122V A20 | ML122V | 20 | BUTTERFLY VALVE,LUG,BARE STEM,CI BODY,NCKL PLTD DI DISC,150 WOG,VITON LINER | 16214.15 | 358 | 1 | 697988540477 | 69798854047
BFV722 | 77 | ML122V A24 | ML122V | 24 | BUTTERFLY VALVE,LUG,BARE STEM,CI BODY,NCKL PLTD DI DISC,150 WOG,VITON LINER | 24894.03 | 610 | 1 | 697988540484 | 69798854048
BFV722 | 70 | ML123B D J | ML123B | 2 | BUTTERFLY VALVE,LUG,BARE STEM,CI BODY,ALMN/BRNZ DISC,200 WOG,BUNA LINER,DOUBLE DEAD END | 478.18 | 7.06 | 1 | 697988622579 | 69798862257
BFV722 | 70 | ML123B D K | ML123B | 2 1/2 | BUTTERFLY VALVE,LUG,BARE STEM,CI BODY,ALMN/BRNZ DISC,200 WOG,BUNA LINER,DOUBLE DEAD END | 478.18 | 8.87 | 1 | 697988622586 | 69798862258
BFV722 | 70 | ML123B D L | ML123B | 3 | BUTTERFLY VALVE,LUG,BARE STEM,CI BODY,ALMN/BRNZ DISC,200 WOG,BUNA LINER,DOUBLE DEAD END | 516.93 | 8.948 | 1 | 697988622593 | 69798862259
BFV722 | 70 | ML123B D N | ML123B | 4 | BUTTERFLY VALVE,LUG,BARE STEM,CI BODY,ALMN/BRNZ DISC,200 WOG,BUNA LINER,DOUBLE DEAD END | 676.32 | 15.4 | 1 | 697988622609 | 69798862260
BFV722 | 70 | ML123B D R | ML123B | 5 | BUTTERFLY VALVE,LUG,BARE STEM,CI BODY,ALMN/BRNZ DISC,200 WOG,BUNA LINER,DOUBLE DEAD END | 1033.94 | 18.33 | 1 | 697988622616 | 69798862261
BFV722 | 70 | ML123B D S | ML123B | 6 | BUTTERFLY VALVE,LUG,BARE STEM,CI BODY,ALMN/BRNZ DISC,200 WOG,BUNA LINER,DOUBLE DEAD END | 1163.11 | 23.74 | 1 | 697988622623 | 69798862262
BFV722 | 70 | ML123B D U | ML123B | 8 | BUTTERFLY VALVE,LUG,BARE STEM,CI BODY,ALMN/BRNZ DISC,200 WOG,BUNA LINER,DOUBLE DEAD END | 1727.44 | 35.4 | 1 | 697988622630 | 69798862263
BFV722 | 70 | ML123B D W | ML123B | 10 | BUTTERFLY VALVE,LUG,BARE STEM,CI BODY,ALMN/BRNZ DISC,200 WOG,BUNA LINER,DOUBLE DEAD END | 2308.96 | 61.34 | 1 | 697988622647 | 69798862264
BFV722 | 70 | ML123B DWJ | ML123B | 12 | BUTTERFLY VALVE,LUG,BARE STEM,CI BODY,ALMN/BRNZ DISC,200 WOG,BUNA LINER,DOUBLE DEAD END | 3476.37 | 92.15 | 1 | 697988622654 | 69798862265
BFV722 | 77 | ML123B A14 | ML123B | 14 | BUTTERFLY VALVE,LUG,BARE STEM,CI BODY,ALMN/BRNZ DISC,150 WOG,BUNA LINER | 4910.93 | 141 | 1 | 697988131828 | 69798813182
BFV722 | 77 | ML123B A16 | ML123B | 16 | BUTTERFLY VALVE,LUG,BARE STEM,CI BODY,ALMN/BRNZ DISC,150 WOG,BUNA LINER | 6752.46 | 237 | 1 | 697988131835 | 69798813183
BFV722 | 77 | ML123B A18 | ML123B | 18 | BUTTERFLY VALVE,LUG,BARE STEM,CI BODY,ALMN/BRNZ DISC,150 WOG,BUNA LINER | 8921.38 | 298 | 1 | 697988338838 | 69798833883
BFV722 | 77 | ML123B A20 | ML123B | 20 | BUTTERFLY VALVE,LUG,BARE STEM,CI BODY,ALMN/BRNZ DISC,150 WOG,BUNA LINER | 11561.04 | 376 | 1 | 697988324923 | 69798832492
BFV722 | 77 | ML123B-A A16 | ML123BA | 16 | BUTTERFLY VALVE,LUG,BARE STEM,CI BODY,ALMN/BRNZ DISC,150 WOG,BUNA LINER,EPOXY COATED | 7729.66 | 237 | 1 | 697988693005 | 69798869300
BFV722 | 70 | ML123E D J | ML123E | 2 | BUTTERFLY VALVE,LUG,BARE STEM,CI BODY,ALMN/BRNZ DISC,200 WOG,EPDM LINER,DOUBLE DEAD END | 478.18 | 6.778 | 1 | 697988622661 | 69798862266
BFV722 | 70 | ML123E D K | ML123E | 2 1/2 | BUTTERFLY VALVE,LUG,BARE STEM,CI BODY,ALMN/BRNZ DISC,200 WOG,EPDM LINER,DOUBLE DEAD END | 478.18 | 8.322 | 1 | 697988622678 | 69798862267
BFV722 | 70 | ML123E D L | ML123E | 3 | BUTTERFLY VALVE,LUG,BARE STEM,CI BODY,ALMN/BRNZ DISC,200 WOG,EPDM LINER,DOUBLE DEAD END | 516.93 | 8.948 | 1 | 697988622685 | 69798862268
BFV722 | 70 | ML123E D N | ML123E | 4 | BUTTERFLY VALVE,LUG,BARE STEM,CI BODY,ALMN/BRNZ DISC,200 WOG,EPDM LINER,DOUBLE DEAD END | 676.32 | 15.012 | 1 | 697988622692 | 69798862269
BFV722 | 70 | ML123E D R | ML123E | 5 | BUTTERFLY VALVE,LUG,BARE STEM,CI BODY,ALMN/BRNZ DISC,200 WOG,EPDM LINER,DOUBLE DEAD END | 1033.94 | 18.782 | 1 | 697988622708 | 69798862270
BFV722 | 70 | ML123E D S | ML123E | 6 | BUTTERFLY VALVE,LUG,BARE STEM,CI BODY,ALMN/BRNZ DISC,200 WOG,EPDM LINER,DOUBLE DEAD END | 1163.11 | 22.94 | 1 | 697988622715 | 69798862271
BFV722 | 70 | ML123E D U | ML123E | 8 | BUTTERFLY VALVE,LUG,BARE STEM,CI BODY,ALMN/BRNZ DISC,200 WOG,EPDM LINER,DOUBLE DEAD END | 1727.44 | 38.62 | 1 | 697988622722 | 69798862272
BFV722 | 70 | ML123E D W | ML123E | 10 | BUTTERFLY VALVE,LUG,BARE STEM,CI BODY,ALMN/BRNZ DISC,200 WOG,EPDM LINER,DOUBLE DEAD END | 2308.96 | 70 | 1 | 697988622739 | 69798862273
BFV722 | 70 | ML123E DWJ | ML123E | 12 | BUTTERFLY VALVE,LUG,BARE STEM,CI BODY,ALMN/BRNZ DISC,200 WOG,EPDM LINER,DOUBLE DEAD END | 3476.37 | 93.5 | 1 | 697988622746 | 69798862274
BFV722 | 77 | ML123E A14 | ML123E | 14 | BUTTERFLY VALVE,LUG,BARE STEM,CI BODY,ALMN/BRNZ DISC,150 WOG,EPDM LINER | 4910.93 | 175 | 1 | 697988132153 | 69798813215
BFV722 | 77 | ML123E A16 | ML123E | 16 | BUTTERFLY VALVE,LUG,BARE STEM,CI BODY,ALMN/BRNZ DISC,150 WOG,EPDM LINER | 6752.46 | 206 | 1 | 697988132160 | 69798813216
BFV722 | 77 | ML123E A18 | ML123E | 18 | BUTTERFLY VALVE,LUG,BARE STEM,CI BODY,ALMN/BRNZ DISC,150 WOG,EPDM LINER | 8921.38 | 314 | 1 | 697988132177 | 69798813217
BFV722 | 77 | ML123E A20 | ML123E | 20 | BUTTERFLY VALVE,LUG,BARE STEM,CI BODY,ALMN/BRNZ DISC,150 WOG,EPDM LINER | 11561.04 | 370 | 1 | 697988132184 | 69798813218
BFV722 | 77 | ML123E A24 | ML123E | 24 | BUTTERFLY VALVE,LUG,BARE STEM,CI BODY,ALMN/BRNZ DISC,150 WOG,EPDM LINER | 20011.82 | 610 | 1 | 697988132191 | 69798813219
BFV722 | 77 | ML123E -30 | ML123E | 30 | BUTTERFLY VALVE,LUG,BARE STEM,CI BODY,ALMN/BRNZ DISC,150 WOG,EPDM LINER | 36033.51 | 900 | 1 | 697988512368 | 69798851236
BFV722 | 77 | ML123E -36 | ML123E | 36 | BUTTERFLY VALVE,LUG,BARE STEM,CI BODY,ALMN/BRNZ DISC,150 WOG,EPDM LINER | 56781.97 | 1625 | 1 | 697988571303 | 69798857130
BFV722 | 70 | ML123E-A A S | ML123EA | 6 | BUTTERFLY VALVE,LUG,BARE STEM,CI BODY,ALMN/BRNZ DISC,200 WOG,EPDM LINER,EPOXY CTD BODY | 1598.16 | 23.55 | 1 | 697988499362 | 69798849936
BFV722 | 77 | ML123E-A A16 | ML123EA | 16 | BUTTERFLY VALVE,LUG,BARE STEM,CI BODY,ALMN/BRNZ DISC,150 WOG,EPDM LINER,EPOXY CTD BODY | 7729.66 | 237 | 1 | 697988526976 | 69798852697
BFV722 | 77 | ML123E-A A18 | ML123EA | 18 | BUTTERFLY VALVE,LUG,BARE STEM,CI BODY,ALMN/BRNZ DISC,150 WOG,EPDM LINER,EPOXY CTD BODY | 9898.59 | 298 | 1 | 697988526983 | 69798852698
BFV722 | 70 | ML123NW A U | ML123NW | 8 | BUTTERFLY VALVE,LUG,BARE STEM,CI BODY,ALMN/BRNZ DISC,200 WOG,WHITE NEOPRENE LINER | 2321.9 | 38 | 1 | 697988330207 | 69798833020
BFV722 | 70 | ML123V A J | ML123V | 2 | BUTTERFLY VALVE,LUG,BARE STEM,CI BODY,ALMN/BRNZ DISC,200 WOG,VITON LINER | 999.39 | 8 | 1 | 697988132412 | 69798813241
BFV722 | 70 | ML123V A K | ML123V | 2 1/2 | BUTTERFLY VALVE,LUG,BARE STEM,CI BODY,ALMN/BRNZ DISC,200 WOG,VITON LINER | 999.39 | 9.5 | 1 | 697988132429 | 69798813242
BFV722 | 70 | ML123V A L | ML123V | 3 | BUTTERFLY VALVE,LUG,BARE STEM,CI BODY,ALMN/BRNZ DISC,200 WOG,VITON LINER | 1038.13 | 9.6 | 1 | 697988132436 | 69798813243
BFV722 | 70 | ML123V A N | ML123V | 4 | BUTTERFLY VALVE,LUG,BARE STEM,CI BODY,ALMN/BRNZ DISC,200 WOG,VITON LINER | 1305.28 | 14.534 | 1 | 697988132443 | 69798813244
BFV722 | 70 | ML123V A R | ML123V | 5 | BUTTERFLY VALVE,LUG,BARE STEM,CI BODY,ALMN/BRNZ DISC,200 WOG,VITON LINER | 1951.53 | 20 | 1 | 697988132450 | 69798813245
BFV722 | 70 | ML123V A S | ML123V | 6 | BUTTERFLY VALVE,LUG,BARE STEM,CI BODY,ALMN/BRNZ DISC,200 WOG,VITON LINER | 2102.19 | 24 | 1 | 697988132467 | 69798813246
BFV722 | 70 | ML123V A U | ML123V | 8 | BUTTERFLY VALVE,LUG,BARE STEM,CI BODY,ALMN/BRNZ DISC,200 WOG,VITON LINER | 3368.74 | 38 | 1 | 697988132474 | 69798813247
BFV722 | 70 | ML123V A W | ML123V | 10 | BUTTERFLY VALVE,LUG,BARE STEM,CI BODY,ALMN/BRNZ DISC,200 WOG,VITON LINER | 4221.62 | 70 | 1 | 697988132481 | 69798813248
BFV722 | 70 | ML123V AWJ | ML123V | 12 | BUTTERFLY VALVE,LUG,BARE STEM,CI BODY,ALMN/BRNZ DISC,200 WOG,VITON LINER | 5854.32 | 91 | 1 | 697988132498 | 69798813249
BFV722 | 77 | ML123V A14 | ML123V | 14 | BUTTERFLY VALVE,LUG,BARE STEM,CI BODY,ALMN/BRNZ DISC,150 WOG,VITON LINER | 8594.06 | 175 | 1 | 697988603202 | 69798860320
BFV722 | 70 | ML124B D J | ML124B | 2 | BUTTERFLY VALVE,LUG,BARE STEM,CI BODY,SS DISC,200 WOG,BUNA LINER,DOUBLE DEAD END | 663.39 | 7.35 | 1 | 697988622753 | 69798862275
BFV722 | 70 | ML124B D K | ML124B | 2 1/2 | BUTTERFLY VALVE,LUG,BARE STEM,CI BODY,SS DISC,200 WOG,BUNA LINER,DOUBLE DEAD END | 663.39 | 8.74 | 1 | 697988622760 | 69798862276
BFV722 | 70 | ML124B D L | ML124B | 3 | BUTTERFLY VALVE,LUG,BARE STEM,CI BODY,SS DISC,200 WOG,BUNA LINER,DOUBLE DEAD END | 784 | 9.6 | 1 | 697988622777 | 69798862277
BFV722 | 70 | ML124B D N | ML124B | 4 | BUTTERFLY VALVE,LUG,BARE STEM,CI BODY,SS DISC,200 WOG,BUNA LINER,DOUBLE DEAD END | 982.13 | 16.2 | 1 | 697988622784 | 69798862278
BFV722 | 70 | ML124B D R | ML124B | 5 | BUTTERFLY VALVE,LUG,BARE STEM,CI BODY,SS DISC,200 WOG,BUNA LINER,DOUBLE DEAD END | 1387.1 | 19.38 | 1 | 697988622791 | 69798862279
BFV722 | 70 | ML124B D S | ML124B | 6 | BUTTERFLY VALVE,LUG,BARE STEM,CI BODY,SS DISC,200 WOG,BUNA LINER,DOUBLE DEAD END | 1533.6 | 23.7 | 1 | 697988622807 | 69798862280
BFV722 | 70 | ML124B D U | ML124B | 8 | BUTTERFLY VALVE,LUG,BARE STEM,CI BODY,SS DISC,200 WOG,BUNA LINER,DOUBLE DEAD END | 2442.47 | 38.94 | 1 | 697988622814 | 69798862281
BFV722 | 70 | ML124B D W | ML124B | 10 | BUTTERFLY VALVE,LUG,BARE STEM,CI BODY,SS DISC,200 WOG,BUNA LINER,DOUBLE DEAD END | 4032.06 | 65.85 | 1 | 697988622821 | 69798862282
BFV722 | 70 | ML124B DWJ | ML124B | 12 | BUTTERFLY VALVE,LUG,BARE STEM,CI BODY,SS DISC,200 WOG,BUNA LINER,DOUBLE DEAD END | 5488.13 | 91 | 1 | 697988622838 | 69798862283
BFV722 | 77 | ML124B A14 | ML124B | 14 | BUTTERFLY VALVE,LUG,BARE STEM,CI BODY,SS DISC,150 WOG,BUNA LINER | 5919.56 | 142 | 1 | 697988132719 | 69798813271
BFV722 | 77 | ML124B A16 | ML124B | 16 | BUTTERFLY VALVE,LUG,BARE STEM,CI BODY,SS DISC,150 WOG,BUNA LINER | 8041.11 | 237 | 1 | 697988132726 | 69798813272
BFV722 | 77 | ML124B A20 | ML124B | 20 | BUTTERFLY VALVE,LUG,BARE STEM,CI BODY,SS DISC,200 WOG,BUNA LINER | 14812.14 | 376 | 1 | 697988510463 | 69798851046
BFV722 | 77 | ML124B A24 | ML124B | 24 | BUTTERFLY VALVE,LUG,BARE STEM,CI BODY,SS DISC,150 WOG,BUNA LINER | 23300.05 | 610 | 1 | 697988132733 | 69798813273
BFV722 | 77 | ML124B -30 | ML124B | 30 | BUTTERFLY VALVE,LUG,BARE STEM,CI BODY,SS DISC,150 WOG,BUNA LINER | 44062.8 | 900 | 1 | 697988132610 | 69798813261
BFV722 | 70 | ML124B-A A S | ML124BA | 6 | BUTTERFLY VALVE,LUG,BARE STEM,CI BODY,SS DISC,200 WOG,BUNA LINER,EPOXY COATED BODY | 1968.64 | 23.45 | 1 | 697988698130 | 69798869813
BFV722 | 70 | ML124E D J | ML124E | 2 | BUTTERFLY VALVE,LUG,BARE STEM,CI BODY,SS DISC,200 WOG,EPDM LINER,DOUBLE DEAD END | 663.39 | 7.24 | 1 | 697988622845 | 69798862284
BFV722 | 70 | ML124E D K | ML124E | 2 1/2 | BUTTERFLY VALVE,LUG,BARE STEM,CI BODY,SS DISC,200 WOG,EPDM LINER,DOUBLE DEAD END | 663.39 | 8.81 | 1 | 697988622852 | 69798862285
BFV722 | 70 | ML124E D L | ML124E | 3 | BUTTERFLY VALVE,LUG,BARE STEM,CI BODY,SS DISC,200 WOG,EPDM LINER,DOUBLE DEAD END | 784 | 9.66 | 1 | 697988622869 | 69798862286
BFV722 | 70 | ML124E D N | ML124E | 4 | BUTTERFLY VALVE,LUG,BARE STEM,CI BODY,SS DISC,200 WOG,EPDM LINER,DOUBLE DEAD END | 982.13 | 15.98 | 1 | 697988622876 | 69798862287
BFV722 | 70 | ML124E D R | ML124E | 5 | BUTTERFLY VALVE,LUG,BARE STEM,CI BODY,SS DISC,200 WOG,EPDM LINER,DOUBLE DEAD END | 1387.1 | 19.41 | 1 | 697988622883 | 69798862288
BFV722 | 70 | ML124E D S | ML124E | 6 | BUTTERFLY VALVE,LUG,BARE STEM,CI BODY,SS DISC,200 WOG,EPDM LINER,DOUBLE DEAD END | 1533.6 | 23.92 | 1 | 697988622890 | 69798862289
BFV722 | 70 | ML124E D U | ML124E | 8 | BUTTERFLY VALVE,LUG,BARE STEM,CI BODY,SS DISC,200 WOG,EPDM LINER,DOUBLE DEAD END | 2442.47 | 39.44 | 1 | 697988622906 | 69798862290
BFV722 | 70 | ML124E D W | ML124E | 10 | BUTTERFLY VALVE,LUG,BARE STEM,CI BODY,SS DISC,200 WOG,EPDM LINER,DOUBLE DEAD END | 4032.06 | 65.2 | 1 | 697988622913 | 69798862291
BFV722 | 70 | ML124E DWJ | ML124E | 12 | BUTTERFLY VALVE,LUG,BARE STEM,CI BODY,SS DISC,200 WOG,EPDM LINER,DOUBLE DEAD END | 5488.13 | 91.84 | 1 | 697988622920 | 69798862292
BFV722 | 77 | ML124E A14 | ML124E | 14 | BUTTERFLY VALVE,LUG,BARE STEM,CI BODY,SS DISC,150 WOG,EPDM LINER | 5919.56 | 158 | 1 | 697988132924 | 69798813292
BFV722 | 77 | ML124E A16 | ML124E | 16 | BUTTERFLY VALVE,LUG,BARE STEM,CI BODY,SS DISC,150 WOG,EPDM LINER | 8041.11 | 237 | 1 | 697988132931 | 69798813293
BFV722 | 77 | ML124E A18 | ML124E | 18 | BUTTERFLY VALVE,LUG,BARE STEM,CI BODY,SS DISC,150 WOG,EPDM LINER | 10902.51 | 298 | 1 | 697988132948 | 69798813294
BFV722 | 77 | ML124E A20 | ML124E | 20 | BUTTERFLY VALVE,LUG,BARE STEM,CI BODY,SS DISC,150 WOG,EPDM LINER | 14812.14 | 376 | 1 | 697988132955 | 69798813295
BFV722 | 77 | ML124E A24 | ML124E | 24 | BUTTERFLY VALVE,LUG,BARE STEM,CI BODY,SS DISC,150 WOG,EPDM LINER | 23300.05 | 610 | 1 | 697988132962 | 69798813296
BFV722 | 77 | ML124E -30 | ML124E | 30 | BUTTERFLY VALVE,LUG,BARE STEM,CI BODY,SS DISC,150 WOG,EPDM LINER | 44062.8 | 900 | 1 | 697988399501 | 69798839950
BFV722 | 77 | ML124E -36 | ML124E | 36 | BUTTERFLY VALVE,LUG,BARE STEM,CI BODY,SS DISC,150 WOG,EPDM LINER | 68653.99 | 1410 | 1 | 697988570801 | 69798857080
BFV722 | 70 | ML124E-A A N | ML124EA | 4 | BUTTERFLY VALVE,LUG,BARE STEM,CI BODY,SS DISC,200 WOG,EPDM LINER,EPOXY CTD BODY | 1309.48 | 16.15 | 1 | 697988132993 | 69798813299
BFV722 | 70 | ML124E-A A U | ML124EA | 8 | BUTTERFLY VALVE,LUG,BARE STEM,CI BODY,SS DISC,200 WOG,EPDM LINER,EPOXY CTD BODY | 2924.9 | 39.14 | 1 | 697988662575 | 69798866257
BFV722 | 70 | ML124E-DA D L | ML124EDA | 3 | BUTTERFLY VALVE,LUG,BARE STEM,CI BODY,SS DISC,200 WOG,EPDM LINER,DOUBLE DEAD END,ASSEMBLED DRY | 784 | 0 | 0 | 697988747593 | 69798874759
BFV722 | 70 | ML124H A S | ML124H | 6 | BUTTERFLY VALVE,LUG,BARE STEM,CI BODY,SS DISC,200 WOG,HYPALON LINER | 1792.02 | 23.542 | 1 | 697988692138 | 69798869213
BFV722 | 70 | ML124NB A J | ML124NB | 2 | BUTTERFLY VALVE,LUG,BARE STEM,CI BODY,SS DISC,200 WOG,BLACK NEOPRENE LINER | 857.27 | 7.35 | 1 | 697988133037 | 69798813303
BFV722 | 70 | ML124NB A K | ML124NB | 2 1/2 | BUTTERFLY VALVE,LUG,BARE STEM,CI BODY,SS DISC,200 WOG,BLACK NEOPRENE LINER | 857.27 | 8.74 | 1 | 697988133044 | 69798813304
BFV722 | 70 | ML124NB A L | ML124NB | 3 | BUTTERFLY VALVE,LUG,BARE STEM,CI BODY,SS DISC,200 WOG,BLACK NEOPRENE LINER | 977.88 | 8.032 | 1 | 697988133051 | 69798813305
BFV722 | 70 | ML124NB A N | ML124NB | 4 | BUTTERFLY VALVE,LUG,BARE STEM,CI BODY,SS DISC,200 WOG,BLACK NEOPRENE LINER | 1176.02 | 18.85 | 1 | 697988133068 | 69798813306
BFV722 | 70 | ML124NB A S | ML124NB | 6 | BUTTERFLY VALVE,LUG,BARE STEM,CI BODY,SS DISC,200 WOG,BLACK NEOPRENE LINER | 1792.02 | 23.452 | 1 | 697988133082 | 69798813308
BFV722 | 70 | ML124NB A U | ML124NB | 8 | BUTTERFLY VALVE,LUG,BARE STEM,CI BODY,SS DISC,200 WOG,BLACK NEOPRENE LINER | 2985.27 | 38.76 | 1 | 697988133099 | 69798813309
BFV722 | 70 | ML124NB A W | ML124NB | 10 | BUTTERFLY VALVE,LUG,BARE STEM,CI BODY,SS DISC,200 WOG,BLACK NEOPRENE LINER | 4635.18 | 65.85 | 1 | 697988133105 | 69798813310
BFV722 | 70 | ML124NB AWJ | ML124NB | 12 | BUTTERFLY VALVE,LUG,BARE STEM,CI BODY,SS DISC,200 WOG,BLACK NEOPRENE LINER | 6418.62 | 92 | 1 | 697988133112 | 69798813311
BFV722 | 70 | ML124NW A J | ML124NW | 2 | BUTTERFLY VALVE,LUG,BARE STEM,CI BODY,SS DISC,200 WOG,WHITE NEOPRENE LINER | 870.17 | 7.35 | 1 | 697988133129 | 69798813312
BFV722 | 70 | ML124NW A K | ML124NW | 2 1/2 | BUTTERFLY VALVE,LUG,BARE STEM,CI BODY,SS DISC,200 WOG,WHITE NEOPRENE LINER | 870.17 | 8.74 | 1 | 697988133136 | 69798813313
BFV722 | 70 | ML124NW A L | ML124NW | 3 | BUTTERFLY VALVE,LUG,BARE STEM,CI BODY,SS DISC,200 WOG,WHITE NEOPRENE LINER | 990.77 | 8.032 | 1 | 697988133143 | 69798813314
BFV722 | 70 | ML124NW A N | ML124NW | 4 | BUTTERFLY VALVE,LUG,BARE STEM,CI BODY,SS DISC,200 WOG,WHITE NEOPRENE LINER | 1188.9 | 16.2 | 1 | 697988133150 | 69798813315
BFV722 | 70 | ML124NW A S | ML124NW | 6 | BUTTERFLY VALVE,LUG,BARE STEM,CI BODY,SS DISC,200 WOG,WHITE NEOPRENE LINER | 1843.81 | 24 | 1 | 697988133174 | 69798813317
BFV722 | 70 | ML124NW A U | ML124NW | 8 | BUTTERFLY VALVE,LUG,BARE STEM,CI BODY,SS DISC,200 WOG,WHITE NEOPRENE LINER | 3036.96 | 38.76 | 1 | 697988133181 | 69798813318
BFV722 | 70 | ML124NW A W | ML124NW | 10 | BUTTERFLY VALVE,LUG,BARE STEM,CI BODY,SS DISC,200 WOG,WHITE NEOPRENE LINER | 4708.39 | 65.85 | 1 | 697988133198 | 69798813319
BFV722 | 70 | ML124NW AWJ | ML124NW | 12 | BUTTERFLY VALVE,LUG,BARE STEM,CI BODY,SS DISC,200 WOG,WHITE NEOPRENE LINER | 6474.57 | 92 | 1 | 697988133204 | 69798813320
BFV722 | 70 | ML124T A J | ML124T | 2 | BUTTERFLY VALVE,LUG,BARE STEM,CI BODY,SS DISC,200 WOG,TEFLON LINER | 2089.31 | 7.45 | 1 | 697988133211 | 69798813321
BFV722 | 70 | ML124T A K | ML124T | 2 1/2 | BUTTERFLY VALVE,LUG,BARE STEM,CI BODY,SS DISC,200 WOG,TEFLON LINER | 2296.11 | 9.19 | 1 | 697988133228 | 69798813322
BFV722 | 70 | ML124T A L | ML124T | 3 | BUTTERFLY VALVE,LUG,BARE STEM,CI BODY,SS DISC,200 WOG,TEFLON LINER | 2468.32 | 9.76 | 1 | 697988133235 | 69798813323
BFV722 | 70 | ML124T A N | ML124T | 4 | BUTTERFLY VALVE,LUG,BARE STEM,CI BODY,SS DISC,200 WOG,TEFLON LINER | 2929.23 | 15.36 | 1 | 697988133242 | 69798813324
BFV722 | 70 | ML124T A S | ML124T | 6 | BUTTERFLY VALVE,LUG,BARE STEM,CI BODY,SS DISC,200 WOG,TEFLON LINER | 4122.54 | 24.34 | 1 | 697988133259 | 69798813325
BFV722 | 70 | ML124T A U | ML124T | 8 | BUTTERFLY VALVE,LUG,BARE STEM,CI BODY,SS DISC,200 WOG,TEFLON LINER | 6254.86 | 38.76 | 1 | 697988133266 | 69798813326
BFV722 | 70 | ML124T A W | ML124T | 10 | BUTTERFLY VALVE,LUG,BARE STEM,CI BODY,SS DISC,200 WOG,TEFLON LINER | 8469.05 | 65.85 | 1 | 697988133273 | 69798813327
BFV722 | 70 | ML124T AWJ | ML124T | 12 | BUTTERFLY VALVE,LUG,BARE STEM,CI BODY,SS DISC,200 WOG,TEFLON LINER | 11325.21 | 92 | 1 | 697988133280 | 69798813328
BFV722 | 70 | ML124V A J | ML124V | 2 | BUTTERFLY VALVE,LUG,BARE STEM,CI BODY,SS DISC,200 WOG,VITON LINER | 1184.59 | 7.15 | 1 | 697988133389 | 69798813338
BFV722 | 70 | ML124V A K | ML124V | 2 1/2 | BUTTERFLY VALVE,LUG,BARE STEM,CI BODY,SS DISC,200 WOG,VITON LINER | 1184.59 | 9.5 | 1 | 697988133396 | 69798813339
BFV722 | 70 | ML124V A L | ML124V | 3 | BUTTERFLY VALVE,LUG,BARE STEM,CI BODY,SS DISC,200 WOG,VITON LINER | 1305.2 | 10 | 1 | 697988133402 | 69798813340
BFV722 | 70 | ML124V A N | ML124V | 4 | BUTTERFLY VALVE,LUG,BARE STEM,CI BODY,SS DISC,200 WOG,VITON LINER | 1611.09 | 15.45 | 1 | 697988133419 | 69798813341
BFV722 | 70 | ML124V A R | ML124V | 5 | BUTTERFLY VALVE,LUG,BARE STEM,CI BODY,SS DISC,200 WOG,VITON LINER | 2304.68 | 20 | 1 | 697988133426 | 69798813342
BFV722 | 70 | ML124V A S | ML124V | 6 | BUTTERFLY VALVE,LUG,BARE STEM,CI BODY,SS DISC,200 WOG,VITON LINER | 2472.66 | 24.36 | 1 | 697988133433 | 69798813343
BFV722 | 70 | ML124V A U | ML124V | 8 | BUTTERFLY VALVE,LUG,BARE STEM,CI BODY,SS DISC,200 WOG,VITON LINER | 4083.79 | 44.52 | 1 | 697988133440 | 69798813344
BFV722 | 70 | ML124V A W | ML124V | 10 | BUTTERFLY VALVE,LUG,BARE STEM,CI BODY,SS DISC,200 WOG,VITON LINER | 5944.73 | 70 | 1 | 697988133457 | 69798813345
BFV722 | 70 | ML124V AWJ | ML124V | 12 | BUTTERFLY VALVE,LUG,BARE STEM,CI BODY,SS DISC,200 WOG,VITON LINER | 7866.05 | 92 | 1 | 697988133464 | 69798813346
BFV722 | 77 | ML124V A14 | ML124V | 14 | BUTTERFLY VALVE,LUG,BARE STEM,CI BODY,SS DISC,150 WOG,VITON LINER | 10026.36 | 142 | 1 | 697988326484 | 69798832648
BFV722 | 77 | ML124V A16 | ML124V | 16 | BUTTERFLY VALVE,LUG,BARE STEM,CI BODY,SS DISC,150 WOG,VITON LINER | 14319.32 | 236 | 1 | 697988133471 | 69798813347
BFV722 | 77 | ML124V A18 | ML124V | 18 | BUTTERFLY VALVE,LUG,BARE STEM,CI BODY,SS DISC,150 WOG,VITON LINER | 18014.7 | 298 | 1 | 697988326491 | 69798832649
BFV722 | 77 | ML124V A20 | ML124V | 20 | BUTTERFLY VALVE,LUG,BARE STEM,CI BODY,SS DISC,150 WOG,VITON LINER | 24296.56 | 376 | 1 | 697988326507 | 69798832650
BFV722 | 77 | ML124V A24 | ML124V | 24 | BUTTERFLY VALVE,LUG,BARE STEM,CI BODY,SS DISC,150 WOG,VITON LINER | 36311.77 | 610 | 1 | 697988326514 | 69798832651
BFV722 | 70 | ML127B A J | ML127B | 2 | BUTTERFLY VALVE,LUG,BARE STEM,CI BODY,NYLON CTD DI DISC,200 WOG,BUNA LINER | 503.99 | 7.35 | 1 | 697988133495 | 69798813349
BFV722 | 70 | ML127B A K | ML127B | 2 1/2 | BUTTERFLY VALVE,LUG,BARE STEM,CI BODY,NYLON CTD DI DISC,200 WOG,BUNA LINER | 503.99 | 8.74 | 1 | 697988133501 | 69798813350
BFV722 | 70 | ML127B A L | ML127B | 3 | BUTTERFLY VALVE,LUG,BARE STEM,CI BODY,NYLON CTD DI DISC,200 WOG,BUNA LINER | 568.57 | 8.032 | 1 | 697988133518 | 69798813351
BFV722 | 70 | ML127B A N | ML127B | 4 | BUTTERFLY VALVE,LUG,BARE STEM,CI BODY,NYLON CTD DI DISC,200 WOG,BUNA LINER | 693.6 | 16.2 | 1 | 697988133525 | 69798813352
BFV722 | 70 | ML127B A R | ML127B | 5 | BUTTERFLY VALVE,LUG,BARE STEM,CI BODY,NYLON CTD DI DISC,200 WOG,BUNA LINER | 995.13 | 19.38 | 1 | 697988133532 | 69798813353
BFV722 | 70 | ML127B A S | ML127B | 6 | BUTTERFLY VALVE,LUG,BARE STEM,CI BODY,NYLON CTD DI DISC,200 WOG,BUNA LINER | 1193.33 | 23.452 | 1 | 697988133549 | 69798813354
BFV722 | 70 | ML127B A U | ML127B | 8 | BUTTERFLY VALVE,LUG,BARE STEM,CI BODY,NYLON CTD DI DISC,200 WOG,BUNA LINER | 1628.35 | 38.76 | 1 | 697988133556 | 69798813355
BFV722 | 70 | ML127B A W | ML127B | 10 | BUTTERFLY VALVE,LUG,BARE STEM,CI BODY,NYLON CTD DI DISC,200 WOG,BUNA LINER | 2304.7 | 65.85 | 1 | 697988133563 | 69798813356
BFV722 | 70 | ML127B AWJ | ML127B | 12 | BUTTERFLY VALVE,LUG,BARE STEM,CI BODY,NYLON CTD DI DISC,200 WOG,BUNA LINER | 3062.82 | 92 | 1 | 697988133570 | 69798813357
BFV722 | 70 | ML127E A J | ML127E | 2 | BUTTERFLY VALVE,LUG,BARE STEM,CI BODY,NYLON CTD DI DISC,200 WOG,EPDM LINER | 503.99 | 7.35 | 1 | 697988133587 | 69798813358
BFV722 | 70 | ML127E A K | ML127E | 2 1/2 | BUTTERFLY VALVE,LUG,BARE STEM,CI BODY,NYLON CTD DI DISC,200 WOG,EPDM LINER | 503.99 | 8.74 | 1 | 697988133594 | 69798813359
BFV722 | 70 | ML127E A L | ML127E | 3 | BUTTERFLY VALVE,LUG,BARE STEM,CI BODY,NYLON CTD DI DISC,200 WOG,EPDM LINER | 568.57 | 9.42 | 1 | 697988133600 | 69798813360
BFV722 | 70 | ML127E A N | ML127E | 4 | BUTTERFLY VALVE,LUG,BARE STEM,CI BODY,NYLON CTD DI DISC,200 WOG,EPDM LINER | 693.6 | 17 | 1 | 697988133617 | 69798813361
BFV722 | 70 | ML127E A R | ML127E | 5 | BUTTERFLY VALVE,LUG,BARE STEM,CI BODY,NYLON CTD DI DISC,200 WOG,EPDM LINER | 995.13 | 20 | 1 | 697988133624 | 69798813362
BFV722 | 70 | ML127E A S | ML127E | 6 | BUTTERFLY VALVE,LUG,BARE STEM,CI BODY,NYLON CTD DI DISC,200 WOG,EPDM LINER | 1193.33 | 24 | 1 | 697988133631 | 69798813363
BFV722 | 70 | ML127E A U | ML127E | 8 | BUTTERFLY VALVE,LUG,BARE STEM,CI BODY,NYLON CTD DI DISC,200 WOG,EPDM LINER | 1628.35 | 37.85 | 1 | 697988133648 | 69798813364
BFV722 | 70 | ML127E A W | ML127E | 10 | BUTTERFLY VALVE,LUG,BARE STEM,CI BODY,NYLON CTD DI DISC,200 WOG,EPDM LINER | 2304.7 | 70 | 1 | 697988133655 | 69798813365
BFV722 | 70 | ML127E AWJ | ML127E | 12 | BUTTERFLY VALVE,LUG,BARE STEM,CI BODY,NYLON CTD DI DISC,200 WOG,EPDM LINER | 3062.82 | 92 | 1 | 697988133662 | 69798813366
BFV722 | 70 | ML127NBS A K | ML127NBS | 2 1/2 | BUTTERFLY VALVE,LUG,BARE STEM,CI BODY,NYLON CTD DI DISC,200 WOG,BLACK NEOPRENE LINER,316 SS STEM | 779.71 | 8.74 | 1 | 697988326200 | 69798832620
BFV722 | 70 | ML127NBS A L | ML127NBS | 3 | BUTTERFLY VALVE,LUG,BARE STEM,CI BODY,NYLON CTD DI DISC,200 WOG,BLACK NEOPRENE LINER,316 SS STEM | 852.93 | 8.032 | 1 | 697988326217 | 69798832621
BFV722 | 70 | ML127NBS A N | ML127NBS | 4 | BUTTERFLY VALVE,LUG,BARE STEM,CI BODY,NYLON CTD DI DISC,200 WOG,BLACK NEOPRENE LINER,316 SS STEM | 995.15 | 16.2 | 1 | 697988326224 | 69798832622
BFV722 | 70 | ML127NBS A S | ML127NBS | 6 | BUTTERFLY VALVE,LUG,BARE STEM,CI BODY,NYLON CTD DI DISC,200 WOG,BLACK NEOPRENE LINER,316 SS STEM | 1598.26 | 23.452 | 1 | 697988326248 | 69798832624
BFV722 | 70 | ML127NBS A U | ML127NBS | 8 | BUTTERFLY VALVE,LUG,BARE STEM,CI BODY,NYLON CTD DI DISC,200 WOG,BLACK NEOPRENE LINER,316 SS STEM | 2377.89 | 38.76 | 1 | 697988326255 | 69798832625
BFV722 | 70 | ML127NBS A W | ML127NBS | 10 | BUTTERFLY VALVE,LUG,BARE STEM,CI BODY,NYLON CTD DI DISC,200 WOG,BLACK NEOPRENE LINER,316 SS STEM | 3304.16 | 70 | 1 | 697988326262 | 69798832626
BFV722 | 70 | ML127NBS AWJ | ML127NBS | 12 | BUTTERFLY VALVE,LUG,BARE STEM,CI BODY,NYLON CTD DI DISC,200 WOG,BLACK NEOPRENE LINER,316 SS STEM | 4613.62 | 92 | 1 | 697988326279 | 69798832627
BFV722 | 70 | ML128E A N | ML128E | 4 | BUTTERFLY VALVE,LUG,BARE STEM,CI BODY,EPOXY CTD DI DISC,200 WOG,EPDM LINER | 676.28 | 16.2 | 1 | 697988373242 | 69798837324
BFV722 | 71 | ML132B D K | ML132B | 2 1/2 | BUTTERFLY VALVE,LUG,BARE STEM,DI BODY,NCKL PLTD DI DISC,200 WOG,BUNA LINER,DOUBLE DEAD END | 486.79 | 9 | 1 | 697988673465 | 69798867346
BFV722 | 71 | ML132B D L | ML132B | 3 | BUTTERFLY VALVE,LUG,BARE STEM,DI BODY,NCKL PLTD DI DISC,200 WOG,BUNA LINER,DOUBLE DEAD END | 555.7 | 0 | 0 | 697988746343 | 69798874634
BFV722 | 71 | ML132B D N | ML132B | 4 | BUTTERFLY VALVE,LUG,BARE STEM,DI BODY,NI PLTD DI DISC,200 WOG,BUNA LINER,DDE,NSF/ANSI 372 & 61 | 684.94 | 0 | 0 | 697988738386 | 69798873838
BFV722 | 71 | ML132B D S | ML132B | 6 | BUTTERFLY VALVE,LUG,BARE STEM,DI BODY,NCKL PLTD DI DISC,200 WOG,BUNA LINER,DOUBLE DEAD END | 1163.11 | 0 | 0 | 697988758315 | 69798875831
BFV722 | 71 | ML132B D U | ML132B | 8 | BUTTERFLY VALVE,LUG,BARE STEM,DI BODY,NCKL PLTD DI DISC,200 WOG,BUNA LINER,DOUBLE DEAD END | 1559.47 | 0 | 0 | 697988758322 | 69798875832
BFV722 | 71 | ML132B D W | ML132B | 10 | BUTTERFLY VALVE,LUG,BARE STEM,DI BODY,NICKEL PLTD DI DISC,200 WOG,BUNA LINER,DOUBLE DEAD END | 2209.9 | 0 | 0 | 697988758339 | 69798875833
BFV722 | 71 | ML132B DWJ | ML132B | 12 | BUTTERFLY VALVE,LUG,BARE STEM,DI BODY,NICKEL PLTD DI DISC,200 WOG,BUNA LINER,DOUBLE DEAD END | 2825.81 | 0 | 0 | 697988758346 | 69798875834
BFV722 | 71 | ML132B A18 | ML132B | 18 | BUTTERFLY VALVE,LUG,BARE STEM,DI BODY,NCKL PLTD DI DISC,150 WOG,BUNA LINER | 7112.53 | 298 | 1 | 697988535176 | 69798853517
BFV722 | 72 | ML132E A14 | ML132E | 14 | BUTTERFLY VALVE,LUG,BARE STEM,DI BODY,NCKL PLTD DI DISC,150 WOG,EPDM LINER | 3957.34 | 175 | 1 | 697988134140 | 69798813414
BFV722 | 72 | ML132E A16 | ML132E | 16 | BUTTERFLY VALVE,LUG,BARE STEM,DI BODY,NCKL PLTD DI DISC,150 WOG,EPDM LINER | 5672.04 | 237 | 1 | 697988134157 | 69798813415
BFV722 | 72 | ML132E A20 | ML132E | 20 | BUTTERFLY VALVE,LUG,BARE STEM,DI BODY,NCKL PLTD DI DISC,150 WOG,EPDM LINER | 9232.44 | 376 | 1 | 697988587199 | 69798858719
BFV722 | 72 | ML132E A24 | ML132E | 24 | BUTTERFLY VALVE,LUG,BARE STEM,DI BODY,NCKL PLTD DI DISC,150 WOG,EPDM LINER | 15379.18 | 610 | 1 | 697988497634 | 69798849763
BFV722 | 72 | ML132E -30 | ML132E | 30 | BUTTERFLY VALVE,LUG,BARE STEM,DI BODY,NCKL PLTD DI DISC,200 WOG,BUNA LINER | 36013.03 | 900 | 1 | 697988587212 | 69798858721
BFV722 | 71 | ML132E-A A S | ML132EA | 6 | BUTTERFLY VALVE,LUG,BARE STEM,DI BODY,NCKL PLTD DI DISC,200 WOG,EPDM LINER,EPOXY COATED BODY | 1598.16 | 24.4 | 1 | 697988696983 | 69798869698
BFV722 | 71 | ML132E-A A U | ML132EA | 8 | BUTTERFLY VALVE,LUG,BARE STEM,DI BODY,NCKL PLTD DI DISC,200 WOG,EPDM LINER,EPOXY COATED BODY | 2041.88 | 38 | 1 | 697988696990 | 69798869699
BFV722 | 71 | ML132V A J | ML132V | 2 | BUTTERFLY VALVE,LUG,BARE STEM,DI BODY,NCKL PLTD DI DISC,200 WOG,VITON LINER | 1007.96 | 8 | 1 | 697988134348 | 69798813434
BFV722 | 71 | ML132V A K | ML132V | 2 1/2 | BUTTERFLY VALVE,LUG,BARE STEM,DI BODY,NCKL PLTD DI DISC,200 WOG,VITON LINER | 1007.96 | 9.5 | 1 | 697988134355 | 69798813435
BFV722 | 71 | ML132V A L | ML132V | 3 | BUTTERFLY VALVE,LUG,BARE STEM,DI BODY,NCKL PLTD DI DISC,200 WOG,VITON LINER | 1076.88 | 10 | 1 | 697988134362 | 69798813436
BFV722 | 71 | ML132V A N | ML132V | 4 | BUTTERFLY VALVE,LUG,BARE STEM,DI BODY,NCKL PLTD DI DISC,200 WOG,VITON LINER | 1313.88 | 16.3 | 1 | 697988134379 | 69798813437
BFV722 | 71 | ML132V A R | ML132V | 5 | BUTTERFLY VALVE,LUG,BARE STEM,DI BODY,NCKL PLTD DI DISC,200 WOG,VITON LINER | 1878.24 | 20 | 1 | 697988134386 | 69798813438
BFV722 | 71 | ML132V A S | ML132V | 6 | BUTTERFLY VALVE,LUG,BARE STEM,DI BODY,NCKL PLTD DI DISC,200 WOG,VITON LINER | 2102.19 | 24.06 | 1 | 697988134393 | 69798813439
BFV722 | 71 | ML132V A U | ML132V | 8 | BUTTERFLY VALVE,LUG,BARE STEM,DI BODY,NCKL PLTD DI DISC,200 WOG,VITON LINER | 3200.76 | 38 | 1 | 697988134409 | 69798813440
BFV722 | 71 | ML132V A W | ML132V | 10 | BUTTERFLY VALVE,LUG,BARE STEM,DI BODY,NCKL PLTD DI DISC,200 WOG,VITON LINER | 4122.57 | 70 | 1 | 697988134416 | 69798813441
BFV722 | 71 | ML132V AWJ | ML132V | 12 | BUTTERFLY VALVE,LUG,BARE STEM,DI BODY,NCKL PLTD DI DISC,200 WOG,VITON LINER | 5307.26 | 92 | 1 | 697988134423 | 69798813442
BFV722 | 71 | ML132V A14 | ML132V | 14 | BUTTERFLY VALVE,LUG,BARE STEM,DI BODY,NCKL PLTD DI DISC,150 WOG,VITON LINER | 7640.49 | 175 | 1 | 697988669536 | 69798866953
BFV722 | 71 | ML133B D J | ML133B | 2 | BUTTERFLY VALVE,LUG,BARE STEM,DI BODY,ALMN/BRNZ DISC,200 WOG,BUNA LINER,DDE,NSF/ANSI 372 & 61 | 529.82 | 0 | 0 | 697988737822 | 69798873782
BFV722 | 71 | ML133B D N | ML133B | 4 | BUTTERFLY VALVE,LUG,BARE STEM,DI BODY,ALMN/BRNZ DISC,200 WOG,BUNA LINER,DDE,NSF/ANSI 372 & 61 | 762.52 | 15.55 | 0 | 697988737839 | 69798873783
BFV722 | 71 | ML133B D S | ML133B | 6 | BUTTERFLY VALVE,LUG,BARE STEM,DI BODY,ALMN/BRNZ DISC,200 WOG,BUNA LINER,DOUBLE DEAD END | 1292.28 | 23.74 | 1 | 697988713901 | 69798871390
BFV722 | 71 | ML133B D U | ML133B | 8 | BUTTERFLY VALVE,LUG,BARE STEM,DI BODY,ALMN/BRNZ DISC,200 WOG,BUNA LINER,DOUBLE DEAD END | 1869.6 | 38.15 | 1 | 697988706286 | 69798870628
BFV722 | 71 | ML133B DWJ | ML133B | 12 | BUTTERFLY VALVE,LUG,BARE STEM,DI BODY,ALMN/BRNZ DISC,200 WOG,BUNA LINER,DOUBLE DEAD END | 3708.98 | 92 | 1 | 697988702776 | 69798870277
BFV722 | 72 | ML133B A14 | ML133B | 14 | BUTTERFLY VALVE,LUG,BARE STEM,DI BODY,ALMN/BRNZ DISC,150 WOG,BUNA LINER | 5000.87 | 0 | 0 | 697988761148 | 69798876114
BFV722 | 72 | ML133B A16 | ML133B | 16 | BUTTERFLY VALVE,LUG,BARE STEM,DI BODY,ALMN/BRNZ DISC,150 WOG,BUNA LINER | 6899.78 | 237 | 1 | 697988589773 | 69798858977
BFV722 | 72 | ML133B A18 | ML133B | 18 | BUTTERFLY VALVE,LUG,BARE STEM,DI BODY,ALMN/BRNZ DISC,150 WOG,BUNA LINER | 8970.51 | 269 | 1 | 697988637702 | 69798863770
BFV722 | 72 | ML133B A20 | ML133B | 20 | BUTTERFLY VALVE,LUG,BARE STEM,DI BODY,ALMN/BRNZ DISC,150 WOG,BUNA LINER | 11614.21 | 376 | 1 | 697988134614 | 69798813461
BFV722 | 72 | ML133B A24 | ML133B | 24 | BUTTERFLY VALVE,LUG,BARE STEM,DI BODY,ALMN/BRNZ DISC,150 WOG,BUNA LINER | 20085.44 | 0 | 0 | 697988761155 | 69798876115
BFV722 | 72 | ML133BS A16 | ML133BS | 16 | BUTTERFLY VALVE,LUG,BARE STEM,DI BODY,ALMN/BRNZ DISC,150 WOG,BUNA LINER,316 SS STEM | 8273.99 | 216 | 1 | 697988628809 | 69798862880
BFV722 | 71 | ML133E D J | ML133E | 2 | BUTTERFLY VALVE,LUG,BARE STEM,DI BODY,ALMN/BRNZ DISC,200 WOG,EPDM LINER,DDE,NSF/ANSI 372 & 61 | 529.82 | 6.82 | 1 | 697988628892 | 69798862889
BFV722 | 71 | ML133E D K | ML133E | 2 1/2 | BUTTERFLY VALVE,LUG,BARE STEM,DI BODY,ALMN/BRNZ DISC,200 WOG,EPDM LINER,DDE,NSF/ANSI 372 & 61 | 529.82 | 8.98 | 1 | 697988628908 | 69798862890
BFV722 | 71 | ML133E D L | ML133E | 3 | BUTTERFLY VALVE,LUG,BARE STEM,DI BODY,ALMN/BRNZ DISC,200 WOG,EPDM LINER,DDE,NSF/ANSI 372 & 61 | 590.16 | 9.18 | 1 | 697988628915 | 69798862891
BFV722 | 71 | ML133E D N | ML133E | 4 | BUTTERFLY VALVE,LUG,BARE STEM,DI BODY,ALMN/BRNZ DISC,200 WOG,EPDM LINER,DDE,NSF/ANSI 372 & 61 | 762.52 | 15.368 | 1 | 697988628922 | 69798862892
BFV722 | 71 | ML133E D R | ML133E | 5 | BUTTERFLY VALVE,LUG,BARE STEM,DI BODY,ALMN/BRNZ DISC,200 WOG,EPDM LINER,DDE,NSF/ANSI 372 & 61 | 1137.2 | 19.64 | 1 | 697988628939 | 69798862893
BFV722 | 71 | ML133E D S | ML133E | 6 | BUTTERFLY VALVE,LUG,BARE STEM,DI BODY,ALMN/BRNZ DISC,200 WOG,EPDM LINER,DDE,NSF/ANSI 372 & 61 | 1292.28 | 23.16 | 1 | 697988628946 | 69798862894
BFV722 | 71 | ML133E D U | ML133E | 8 | BUTTERFLY VALVE,LUG,BARE STEM,DI BODY,ALMN/BRNZ DISC,200 WOG,EPDM LINER,DDE,NSF/ANSI 372 & 61 | 1869.6 | 38.15 | 1 | 697988628953 | 69798862895
BFV722 | 71 | ML133E D W | ML133E | 10 | BUTTERFLY VALVE,LUG,BARE STEM,DI BODY,ALMN/BRNZ DISC,200 WOG,EPDM LINER,DDE,NSF/ANSI 372 & 61 | 2489.94 | 62.4 | 1 | 697988628960 | 69798862896
BFV722 | 71 | ML133E DWJ | ML133E | 12 | BUTTERFLY VALVE,LUG,BARE STEM,DI BODY,ALMN/BRNZ DISC,200 WOG,EPDM LINER,DDE,NSF/ANSI 372 & 61 | 3708.98 | 92 | 1 | 697988628977 | 69798862897
BFV722 | 72 | ML133E A14 | ML333E | 14 | BUTTERFLY VALVE,LUG,BARE STEM,DI BODY,ALMN/BRNZ DISC,200 WOG,EPDM LINER,NSF/ANSI 372 & 61 | 5000.87 | 190 | 1 | 697988713420 | 69798871342
BFV722 | 72 | ML133E A16 | ML133E | 16 | BUTTERFLY VALVE,LUG,BARE STEM,DI BODY,ALMN/BRNZ DISC,200 WOG,EPDM LINER,NSF/ANSI 372 & 61 | 6899.78 | 237 | 1 | 697988665347 | 69798866534
BFV722 | 72 | ML133E A18 | ML133E | 18 | BUTTERFLY VALVE,LUG,BARE STEM,DI BODY,ALMN/BRNZ DISC,200 WOG,EPDM LINER,NSF/ANSI 372 & 61 | 8970.51 | 298 | 1 | 697988506114 | 69798850611
BFV722 | 72 | ML133E A20 | ML133E | 20 | BUTTERFLY VALVE,LUG,BARE STEM,DI BODY,ALMN/BRNZ DISC,200 WOG,EPDM LINER,NSF/ANSI 372 & 61 | 11614.21 | 376 | 1 | 697988134898 | 69798813489
BFV722 | 72 | ML133E A24 | ML133E | 24 | BUTTERFLY VALVE,LUG,BARE STEM,DI BODY,ALMN/BRNZ DISC,200 WOG,EPDM LINER,NSF/ANSI 372 & 61 | 20085.44 | 610 | 1 | 697988365032 | 69798836503
BFV722 | 72 | ML133E -30 | ML133E | 30 | BUTTERFLY VALVE,LUG,BARE STEM,DI BODY,ALMN/BRNZ DISC,150 WOG,EPDM LINER | 47062.51 | 610 | 1 | 697988712430 | 69798871243
BFV722 | 71 | ML133E-A A U | ML133EA | 8 | BUTTERFLY VALVE,LUG,BARE STEM,DI BODY,ALMN/BRNZ DISC,200 WOG,EPDM LINER,EPOXY CTD BODY | 2352 | 38.2 | 1 | 697988378933 | 69798837893
BFV722 | 71 | ML133E-A A W | ML133EA | 10 | BUTTERFLY VALVE,LUG,BARE STEM,DI BODY,ALMN/BRNZ DISC,200 WOG,EPDM LINER,EPOXY CTD BODY | 3075.78 | 62.12 | 1 | 697988378940 | 69798837894
BFV722 | 71 | ML133E-A AWJ | ML133EA | 12 | BUTTERFLY VALVE,LUG,BARE STEM,DI BODY,ALMN/BRNZ DISC,200 WOG,EPDM LINER,EPOXY CTD BODY | 4514.5 | 92 | 1 | 697988378957 | 69798837895
BFV722 | 72 | ML133E-A A14 | ML133EA | 14 | BUTTERFLY VALVE,LUG,BARE STEM,DI BODY,ALMN/BRNZ DISC,150 WOG,EPDM LINER,EPOXY CTD BODY | 5978.1 | 175 | 1 | 697988378964 | 69798837896
BFV722 | 72 | ML133E-A A16 | ML133EA | 16 | BUTTERFLY VALVE,LUG,BARE STEM,DI BODY,ALMN/BRNZ DISC,150 WOG,EPDM LINER,EPOXY CTD BODY | 7876.98 | 237 | 1 | 697988378971 | 69798837897
BFV722 | 71 | ML133ES D U | ML133ES | 8 | BUTTERFLY VALVE,LUG,BARE STEM,DI BODY,ALMN/BRNZ DISC,200 WOG,EPDM LINER,316 SS STEM | 2076.33 | 38.9 | 1 | 697988700017 | 69798870001
BFV722 | 72 | ML133ES A14 | ML133ES | 14 | BUTTERFLY VALVE,LUG,BARE STEM,DI BODY,ALMN/BRNZ DISC,150 WOG,EPDM LINER,316 SS STEM | 6245.79 | 175 | 1 | 697988700000 | 69798870000
BFV722 | 71 | ML133ES-A A U | ML133ESA | 8 | BUTTERFLY VALVE,LUG,BARE STEM,DI BODY,ALMN/BRNZ DISC,200 WOG,EPDM LINER,316 SS STEM,EPOXY COATED BDY | 2558.79 | 38 | 1 | 697988720299 | 69798872029
BFV722 | 71 | ML133ES-A A W | ML133ESA | 10 | BUTTERFLY VALVE,LUG,BARE STEM,DI BODY,ALMN/BRNZ DISC,200 WOG,EPDM LINER,316 SS STEM,EPOXY COATED BDY | 3472.12 | 59.234 | 1 | 697988720282 | 69798872028
BFV722 | 71 | ML133ES-A AWJ | ML133ESA | 12 | BUTTERFLY VALVE,LUG,BARE STEM,DI BODY,ALMN/BRNZ DISC,200 WOG,EPDM LINER,316 SS STEM,EPOXY COATED | 5134.79 | 92 | 1 | 697988713390 | 69798871339
BFV722 | 72 | ML133ES-A A14 | ML133ESA | 14 | BUTTERFLY VALVE,LUG,BARE STEM,DI BODY,ALMN/BRNZ DISC,150 WOG,EPDM LINER,316 SS STEM,EPOXY COATED | 7223.01 | 175 | 1 | 697988713406 | 69798871340
BFV722 | 72 | ML133ES-A A16 | ML133ESA | 16 | BUTTERFLY VALVE,LUG,BARE STEM,DI BODY,ALMN/BRNZ DISC,150 WOG,EPDM LINER,316 SS STEM,EPOXY COATED | 9251.17 | 237 | 1 | 697988713413 | 69798871341
BFV722 | 72 | ML133ES-A A18 | ML133ESA | 18 | BUTTERFLY VALVE,LUG,BARE STEM,DI BODY,ALMN/BRNZ DISC,150 WOG,EPDM LINER,316 SS STEM,EPOXY COATED | 12075.73 | 298 | 1 | 697988713383 | 69798871338
BFV722 | 72 | ML133ES-A A24 | ML133ESA | 24 | BUTTERFLY VALVE,LUG,BARE STEM,DI BODY,ALMN/BRNZ DISC,150 WOG,EPDM LINER,316 SS STEM,EPOXY COATED | 24534.74 | 650 | 1 | 697988713376 | 69798871337
BFV722 | 71 | ML133V A J | ML133V | 2 | BUTTERFLY VALVE,LUG,BARE STEM,DI BODY,ALMN/BRNZ DISC,200 WOG,VITON LINER | 1051.03 | 8 | 1 | 697988135086 | 69798813508
BFV722 | 71 | ML133V A K | ML133V | 2 1/2 | BUTTERFLY VALVE,LUG,BARE STEM,DI BODY,ALMN/BRNZ DISC,200 WOG,VITON LINER | 1051.03 | 9.5 | 1 | 697988135093 | 69798813509
BFV722 | 71 | ML133V A L | ML133V | 3 | BUTTERFLY VALVE,LUG,BARE STEM,DI BODY,ALMN/BRNZ DISC,200 WOG,VITON LINER | 1111.35 | 10 | 1 | 697988135109 | 69798813510
BFV722 | 71 | ML133V A N | ML133V | 4 | BUTTERFLY VALVE,LUG,BARE STEM,DI BODY,ALMN/BRNZ DISC,200 WOG,VITON LINER | 1391.45 | 14.534 | 1 | 697988135116 | 69798813511
BFV722 | 71 | ML133V A R | ML133V | 5 | BUTTERFLY VALVE,LUG,BARE STEM,DI BODY,ALMN/BRNZ DISC,200 WOG,VITON LINER | 2054.79 | 20 | 1 | 697988135123 | 69798813512
BFV722 | 71 | ML133V A S | ML133V | 6 | BUTTERFLY VALVE,LUG,BARE STEM,DI BODY,ALMN/BRNZ DISC,200 WOG,VITON LINER | 2231.38 | 24 | 1 | 697988135130 | 69798813513
BFV722 | 71 | ML133V A U | ML133V | 8 | BUTTERFLY VALVE,LUG,BARE STEM,DI BODY,ALMN/BRNZ DISC,200 WOG,VITON LINER | 3510.87 | 38.9 | 1 | 697988135147 | 69798813514
BFV722 | 71 | ML133V A W | ML133V | 10 | BUTTERFLY VALVE,LUG,BARE STEM,DI BODY,ALMN/BRNZ DISC,200 WOG,VITON LINER | 4402.6 | 70 | 1 | 697988135154 | 69798813515
BFV722 | 71 | ML133V AWJ | ML133V | 12 | BUTTERFLY VALVE,LUG,BARE STEM,DI BODY,ALMN/BRNZ DISC,200 WOG,VITON LINER | 6086.93 | 92.1 | 1 | 697988135161 | 69798813516
BFV722 | 72 | ML133V A14 | ML133V | 14 | BUTTERFLY VALVE,LUG,BARE STEM,DI BODY,ALMN/BRNZ DISC,150 WOG,VITON LINER | 8684.03 | 175 | 1 | 697988670761 | 69798867076
BFV722 | 71 | ML134B D J | ML134B | 2 | BUTTERFLY VALVE,LUG,BARE STEM,DI BODY,SS DISC,200 WOG,BUNA LINER,DOUBLE DEAD END | 689.22 | 7.1 | 1 | 697988716841 | 69798871684
BFV722 | 71 | ML134B D K | ML134B | 2 1/2 | BUTTERFLY VALVE,LUG,BARE STEM,DI BODY,SS DISC,200 WOG,BUNA LINER,DOUBLE DEAD END | 689.22 | 9.5 | 1 | 697988716858 | 69798871685
BFV722 | 71 | ML134B D L | ML134B | 3 | BUTTERFLY VALVE,LUG,BARE STEM,DI BODY,SS DISC,200 WOG,BUNA LINER,DOUBLE DEAD END | 857.27 | 0 | 1 | 697988716865 | 69798871686
BFV722 | 71 | ML134B D N | ML134B | 4 | BUTTERFLY VALVE,LUG,BARE STEM,DI BODY,SS DISC,200 WOG,BUNA LINER,DOUBLE DEAD END | 1068.36 | 15.45 | 1 | 697988716872 | 69798871687
BFV722 | 71 | ML134B D R | ML134B | 5 | BUTTERFLY VALVE,LUG,BARE STEM,DI BODY,SS DISC,200 WOG,BUNA LINER,DOUBLE DEAD END | 1490.46 | 0 | 1 | 697988716889 | 69798871688
BFV722 | 71 | ML134B D S | ML134B | 6 | BUTTERFLY VALVE,LUG,BARE STEM,DI BODY,SS DISC,200 WOG,BUNA LINER,DOUBLE DEAD END | 1667.17 | 0 | 1 | 697988716896 | 69798871689
BFV722 | 71 | ML134B D U | ML134B | 8 | BUTTERFLY VALVE,LUG,BARE STEM,DI BODY,SS DISC,200 WOG,BUNA LINER,DOUBLE DEAD END | 2584.64 | 0 | 1 | 697988716902 | 69798871690
BFV722 | 71 | ML134B D W | ML134B | 10 | BUTTERFLY VALVE,LUG,BARE STEM,DI BODY,SS DISC,200 WOG,BUNA LINER,DOUBLE DEAD END | 4213.01 | 61.34 | 1 | 697988705449 | 69798870544
BFV722 | 72 | ML134B A14 | ML134B | 14 | BUTTERFLY VALVE,LUG,BARE STEM,DI BODY,SS DISC,150 WOG,BUNA LINER | 6040.37 | 175 | 1 | 697988135352 | 69798813535
BFV722 | 72 | ML134B A16 | ML134B | 16 | BUTTERFLY VALVE,LUG,BARE STEM,DI BODY,SS DISC,150 WOG,BUNA LINER | 8205.22 | 237 | 1 | 697988397194 | 69798839719
BFV722 | 72 | ML134B A24 | ML134E | 24 | BUTTERFLY VALVE,LUG,BARE STEM,DI BODY,SS DISC,150 WOG,BUNA LINER | 23535.4 | 0 | 0 | 697988747197 | 69798874719
BFV722 | 71 | ML134B-A A J | ML134BA | 2 | BUTTERFLY VALVE,LUG,BARE STEM,DI BODY,SS DISC,200 WOG,BUNA LINER,EPOXY CTD LINER | 934.79 | 7.26 | 1 | 697988353015 | 69798835301
BFV722 | 71 | ML134B-A A K | ML134BA | 2 1/2 | BUTTERFLY VALVE,LUG,BARE STEM,DI BODY,SS DISC,200 WOG,BUNA LINER,EPOXY CTD LINER | 934.79 | 9.5 | 1 | 697988353022 | 69798835302
BFV722 | 71 | ML134B-A A L | ML134BA | 3 | BUTTERFLY VALVE,LUG,BARE STEM,DI BODY,SS DISC,200 WOG,BUNA LINER,EPOXY CTD LINER | 1163.13 | 9.4 | 1 | 697988353039 | 69798835303
BFV722 | 71 | ML134B-A A N | ML134BA | 4 | BUTTERFLY VALVE,LUG,BARE STEM,DI BODY,SS DISC,200 WOG,BUNA LINER,EPOXY CTD LINER | 1395.71 | 15.32 | 1 | 697988353046 | 69798835304
BFV722 | 71 | ML134B-A A R | ML134BA | 5 | BUTTERFLY VALVE,LUG,BARE STEM,DI BODY,SS DISC,200 WOG,BUNA LINER,EPOXY CTD LINER | 1895.37 | 20 | 1 | 697988353053 | 69798835305
BFV722 | 71 | ML134B-A A S | ML134BA | 6 | BUTTERFLY VALVE,LUG,BARE STEM,DI BODY,SS DISC,200 WOG,BUNA LINER,EPOXY CTD LINER | 2102.21 | 24.12 | 1 | 697988353060 | 69798835306
BFV722 | 71 | ML134B-A A U | ML134BA | 8 | BUTTERFLY VALVE,LUG,BARE STEM,DI BODY,SS DISC,200 WOG,BUNA LINER,EPOXY CTD LINER | 3067.07 | 38 | 1 | 697988353077 | 69798835307
BFV722 | 71 | ML134B-A A W | ML134BA | 10 | BUTTERFLY VALVE,LUG,BARE STEM,DI BODY,SS DISC,200 WOG,BUNA LINER,EPOXY CTD LINER | 4798.85 | 70 | 1 | 697988353084 | 69798835308
BFV722 | 71 | ML134B-A AWJ | ML134BA | 12 | BUTTERFLY VALVE,LUG,BARE STEM,DI BODY,SS DISC,200 WOG,BUNA LINER,EPOXY CTD LINER | 6526.26 | 93 | 1 | 697988353091 | 69798835309
BFV722 | 70 | ML134B-AD D N | ML134BAD | 4 | BUTTERFLY VALVE,LUG,BARE STEM,DI BODY,SS DISC,200 WOG,BUNA LINER,DDE,ASSEMBLED DRY | 1068.36 | 16.2 | 1 | 697988715363 | 69798871536
BFV722 | 71 | ML134E D J | ML134E | 2 | BUTTERFLY VALVE,LUG,BARE STEM,DI BODY,SS DISC,200 WOG,EPDM LINER,DOUBLE DEAD END | 689.22 | 7.25 | 1 | 697988726499 | 69798872649
BFV722 | 71 | ML134E D K | ML134E | 2 1/2 | BUTTERFLY VALVE,LUG,BARE STEM,DI BODY,SS DISC,200 WOG,EPDM LINER,DOUBLE DEAD END | 689.22 | 0 | 1 | 697988726505 | 69798872650
BFV722 | 71 | ML134E D L | ML134E | 3 | BUTTERFLY VALVE,LUG,BARE STEM,DI BODY,SS DISC,200 WOG,EPDM LINER,DOUBLE DEAD END | 857.27 | 9.55 | 1 | 697988726512 | 69798872651
BFV722 | 71 | ML134E D N | ML134E | 4 | BUTTERFLY VALVE,LUG,BARE STEM,DI BODY,SS DISC,200 WOG,EPDM LINER,DOUBLE DEAD END | 1068.36 | 0 | 1 | 697988726529 | 69798872652
BFV722 | 71 | ML134E D R | ML134E | 5 | BUTTERFLY VALVE,LUG,BARE STEM,DI BODY,SS DISC,200 WOG,EPDM LINER,DOUBLE DEAD END | 1490.46 | 0 | 1 | 697988726536 | 69798872653
BFV722 | 71 | ML134E D S | ML134E | 6 | BUTTERFLY VALVE,LUG,BARE STEM,DI BODY,SS DISC,200 WOG,EPDM LINER,DOUBLE DEAD END | 1667.17 | 24 | 1 | 697988726543 | 69798872654
BFV722 | 71 | ML134E D U | ML134E | 8 | BUTTERFLY VALVE,LUG,BARE STEM,DI BODY,SS DISC,200 WOG,EPDM LINER,DOUBLE DEAD END | 2584.64 | 0 | 1 | 697988726550 | 69798872655
BFV722 | 71 | ML134E D W | ML134E | 10 | BUTTERFLY VALVE,LUG,BARE STEM,DI BODY,SS DISC,200 WOG,EPDM LINER,DOUBLE DEAD END | 4213.01 | 70 | 1 | 697988722996 | 69798872299
BFV722 | 71 | ML134E DWJ | ML134E | 12 | BUTTERFLY VALVE,LUG,BARE STEM,DI BODY,SS DISC,200 WOG,EPDM LINER,DOUBLE DEAD END | 5720.76 | 92 | 1 | 697988722989 | 69798872298
BFV722 | 72 | ML134E A14 | ML134E | 14 | BUTTERFLY VALVE,LUG,BARE STEM,DI BODY,SS DISC,150 WOG,EPDM LINER | 6040.37 | 175 | 1 | 697988595354 | 69798859535
BFV722 | 72 | ML134E A16 | ML134E | 16 | BUTTERFLY VALVE,LUG,BARE STEM,DI BODY,SS DISC,150 WOG,EPDM LINER | 8205.22 | 237 | 1 | 697988330436 | 69798833043
BFV722 | 72 | ML134E A18 | ML134E | 18 | BUTTERFLY VALVE,LUG,BARE STEM,DI BODY,SS DISC,150 WOG,BUNA LINER | 11012.62 | 298 | 1 | 697988587779 | 69798858777
BFV722 | 72 | ML134E A24 | ML134E | 24 | BUTTERFLY VALVE,LUG,BARE STEM,DI BODY,SS DISC,150 WOG,EPDM LINER | 23535.4 | 629 | 1 | 697988524286 | 69798852428
BFV722 | 71 | ML134E-A A J | ML134EA | 2 | BUTTERFLY VALVE,LUG,BARE STEM,DI BODY,SS DISC,200 WOG,BUNA LINER,EPOXY CTD BODY | 934.79 | 6.626 | 1 | 697988524521 | 69798852452
BFV722 | 71 | ML134E-A A K | ML134EA | 2 1/2 | BUTTERFLY VALVE,LUG,BARE STEM,DI BODY,SS DISC,200 WOG,BUNA LINER,EPOXY CTD BODY | 934.79 | 9.5 | 1 | 697988591899 | 69798859189
BFV722 | 71 | ML134E-A A L | ML134EA | 3 | BUTTERFLY VALVE,LUG,BARE STEM,DI BODY,SS DISC,200 WOG,BUNA LINER,EPOXY CTD BODY | 1163.13 | 8.845 | 1 | 697988524538 | 69798852453
BFV722 | 71 | ML134E-A A N | ML134EA | 4 | BUTTERFLY VALVE,LUG,BARE STEM,DI BODY,SS DISC,200 WOG,BUNA LINER,EPOXY CTD BODY | 1395.71 | 16.36 | 1 | 697988524545 | 69798852454
BFV722 | 71 | ML134E-A A S | ML134EA | 6 | BUTTERFLY VALVE,LUG,BARE STEM,DI BODY,SS DISC,200 WOG,BUNA LINER,EPOXY CTD BODY | 2102.21 | 23.96 | 1 | 697988635814 | 69798863581
BFV722 | 71 | ML134E-A A U | ML134EA | 8 | BUTTERFLY VALVE,LUG,BARE STEM,DI BODY,SS DISC,200 WOG,BUNA LINER,EPOXY CTD BODY | 3067.07 | 38.35 | 1 | 697988663367 | 69798866336
BFV722 | 71 | ML134E-A A W | ML134EA | 10 | BUTTERFLY VALVE,LUG,BARE STEM,DI BODY,SS DISC,200 WOG,BUNA LINER,EPOXY CTD BODY | 4798.85 | 70 | 1 | 697988663374 | 69798866337
BFV722 | 71 | ML134E-A AWJ | ML134EA | 12 | BUTTERFLY VALVE,LUG,BARE STEM,DI BODY,SS DISC,200 WOG,BUNA LINER,EPOXY CTD BODY | 6526.26 | 92 | 1 | 697988510272 | 69798851027
BFV722 | 72 | ML134E-A A14 | ML134EA | 14 | BUTTERFLY VALVE,LUG,BARE STEM,DI BODY,SS DISC,150 WOG,BUNA LINER,EPOXY CTD BODY | 7017.57 | 175 | 1 | 697988510777 | 69798851077
BFV722 | 72 | ML134E-A A16 | ML134EA | 16 | BUTTERFLY VALVE,LUG,BARE STEM,DI BODY,SS DISC,150 WOG,BUNA LINER,EPOXY CTD BODY | 9182.41 | 224 | 1 | 697988645394 | 69798864539
BFV722 | 72 | ML134E-A A24 | ML134EA | 24 | BUTTERFLY VALVE,LUG,BARE STEM,DI BODY,SS DISC,150 WOG,BUNA LINER,EPOXY CTD BODY | 24512.61 | 629 | 1 | 697988510784 | 69798851078
BFV722 | 71 | ML134H A N | ML134H | 4 | BUTTERFLY VALVE,LUG,BARE STEM,DI BODY,SS DISC,200 WOG,HYPALON LINER | 1262.21 | 16.36 | 1 | 697988135543 | 69798813554
BFV722 | 71 | ML134NW A S | ML134NW | 6 | BUTTERFLY VALVE,LUG,BARE STEM,DI BODY,SS DISC,200 WOG,WHITE NEOPRENE LINER | 1977.33 | 24 | 1 | 697988135567 | 69798813556
BFV722 | 71 | ML134T A J | ML134T | 2 | BUTTERFLY VALVE,LUG,BARE STEM,DI BODY,SS DISC,200 WOG,TEFLON LINER | 2115.15 | 8 | 1 | 697988326095 | 69798832609
BFV722 | 71 | ML134T A K | ML134T | 2 1/2 | BUTTERFLY VALVE,LUG,BARE STEM,DI BODY,SS DISC,200 WOG,TEFLON LINER | 2321.93 | 9.5 | 1 | 697988326101 | 69798832610
BFV722 | 71 | ML134T A L | ML134T | 3 | BUTTERFLY VALVE,LUG,BARE STEM,DI BODY,SS DISC,200 WOG,TEFLON LINER | 2541.56 | 10 | 1 | 697988326118 | 69798832611
BFV722 | 71 | ML134T A N | ML134T | 4 | BUTTERFLY VALVE,LUG,BARE STEM,DI BODY,SS DISC,200 WOG,TEFLON LINER | 3015.47 | 17 | 1 | 697988326125 | 69798832612
BFV722 | 71 | ML134T A S | ML134T | 6 | BUTTERFLY VALVE,LUG,BARE STEM,DI BODY,SS DISC,200 WOG,TEFLON LINER | 4256.12 | 24 | 1 | 697988326149 | 69798832614
BFV722 | 71 | ML134T A U | ML134T | 8 | BUTTERFLY VALVE,LUG,BARE STEM,DI BODY,SS DISC,200 WOG,TEFLON LINER | 6397.03 | 38 | 1 | 697988326156 | 69798832615
BFV722 | 71 | ML134T A W | ML134T | 10 | BUTTERFLY VALVE,LUG,BARE STEM,DI BODY,SS DISC,200 WOG,TEFLON LINER | 8650.01 | 70 | 1 | 697988326163 | 69798832616
BFV722 | 71 | ML134T AWJ | ML134T | 12 | BUTTERFLY VALVE,LUG,BARE STEM,DI BODY,SS DISC,200 WOG,TEFLON LINER | 11557.82 | 92 | 1 | 697988326170 | 69798832617
BFV722 | 71 | ML134V A J | ML134V | 2 | BUTTERFLY VALVE,LUG,BARE STEM,DI BODY,SS DISC,200 WOG,VITON LINER | 1210.41 | 8.46 | 1 | 697988135666 | 69798813566
BFV722 | 71 | ML134V A K | ML134V | 2 1/2 | BUTTERFLY VALVE,LUG,BARE STEM,DI BODY,SS DISC,200 WOG,VITON LINER | 1210.41 | 9.5 | 1 | 697988135673 | 69798813567
BFV722 | 71 | ML134V A L | ML134V | 3 | BUTTERFLY VALVE,LUG,BARE STEM,DI BODY,SS DISC,200 WOG,VITON LINER | 1378.47 | 10 | 1 | 697988135680 | 69798813568
BFV722 | 71 | ML134V A N | ML134V | 4 | BUTTERFLY VALVE,LUG,BARE STEM,DI BODY,SS DISC,200 WOG,VITON LINER | 1697.3 | 16.29 | 1 | 697988135697 | 69798813569
BFV722 | 71 | ML134V A R | ML134V | 5 | BUTTERFLY VALVE,LUG,BARE STEM,DI BODY,SS DISC,200 WOG,VITON LINER | 2408.04 | 20 | 1 | 697988135703 | 69798813570
BFV722 | 71 | ML134V A S | ML134V | 6 | BUTTERFLY VALVE,LUG,BARE STEM,DI BODY,SS DISC,200 WOG,VITON LINER | 2606.23 | 24.33 | 1 | 697988135710 | 69798813571
BFV722 | 71 | ML134V A U | ML134V | 8 | BUTTERFLY VALVE,LUG,BARE STEM,DI BODY,SS DISC,200 WOG,VITON LINER | 4225.94 | 40.54 | 1 | 697988135727 | 69798813572
BFV722 | 71 | ML134V A W | ML134V | 10 | BUTTERFLY VALVE,LUG,BARE STEM,DI BODY,SS DISC,200 WOG,VITON LINER | 6125.66 | 70 | 1 | 697988135734 | 69798813573
BFV722 | 71 | ML134V AWJ | ML134V | 12 | BUTTERFLY VALVE,LUG,BARE STEM,DI BODY,SS DISC,200 WOG,VITON LINER | 8098.67 | 92 | 1 | 697988135741 | 69798813574
BFV722 | 72 | ML134V -48 | ML134V | 48 | BUTTERFLY VALVE,LUG,BARE STEM,DI BODY,SS DISC,150 WOG,VITON LINER | 163507.49 | 2780 | 1 | 697988577435 | 69798857743
BFV722 | 71 | ML134V-A A J | ML134VA | 2 | BUTTERFLY VALVE,LUG,BARE STEM,DI BODY,SS DISC,200 WOG,VITON LINER,EPOXY COATED | 1455.98 | 6.6 | 0 | 697988732377 | 69798873237
BFV722 | 71 | ML134V-A A K | ML134VA | 2 1/2 | BUTTERFLY VALVE,LUG,BARE STEM,DI BODY,SS DISC,200 WOG,VITON LINER,EPOXY COATED | 1455.98 | 0 | 0 | 697988732384 | 69798873238
BFV722 | 71 | ML134V-A A L | ML134VA | 3 | BUTTERFLY VALVE,LUG,BARE STEM,DI BODY,SS DISC,200 WOG,VITON LINER,EPOXY CTD BODY | 1684.31 | 10 | 1 | 697988577350 | 69798857735
BFV722 | 71 | ML134V-A A N | ML134VA | 4 | BUTTERFLY VALVE,LUG,BARE STEM,DI BODY,SS DISC,200 WOG,VITON LINER,EPOXY COATED | 2024.65 | 0 | 0 | 697988732391 | 69798873239
BFV722 | 71 | ML137E A K | ML137E | 2 1/2 | BUTTERFLY VALVE,LUG,BARE STEM,DI BODY,NYLON CTD DI DISC,200 WOG,EPDM LINER | 555.71 | 8.96 | 1 | 697988638150 | 69798863815
BFV722 | 71 | ML137E A U | ML137E | 8 | BUTTERFLY VALVE,LUG,BARE STEM,DI BODY,NYLON CTD DI DISC,200 WOG,EPDM LINER | 1766.23 | 46.6 | 1 | 697988684973 | 69798868497
BFV722 | 71 | ML138B AWJ | ML138B | 12 | BUTTERFLY VALVE,LUG,BARE STEM,DI BODY,EPOXY CTD DI DISC,200 WOG,BUNA LINER | 3252.39 | 92 | 1 | 697988612600 | 69798861260
BFV722 | 70 | ML222B D J | ML222B | 2 | BUTTERFLY VALVE,LUG,LEVER HANDLE,CI BODY,NCKL PLTD DI DISC,200 WOG,BUNA LINER,DOUBLE DEAD END | 512.57 | 9.04 | 1 | 697988622937 | 69798862293
BFV722 | 70 | ML222B D K | ML222B | 2 1/2 | BUTTERFLY VALVE,LUG,LEVER HANDLE,CI BODY,NCKL PLTD DI DISC,200 WOG,BUNA LINER,DOUBLE DEAD END | 512.57 | 11.08 | 1 | 697988622944 | 69798862294
BFV722 | 70 | ML222B D L | ML222B | 3 | BUTTERFLY VALVE,LUG,LEVER HANDLE,CI BODY,NCKL PLTD DI DISC,200 WOG,BUNA LINER,DOUBLE DEAD END | 560 | 11.308 | 1 | 697988622951 | 69798862295
BFV722 | 70 | ML222B D N | ML222B | 4 | BUTTERFLY VALVE,LUG,LEVER HANDLE,CI BODY,NCKL PLTD DI DISC,200 WOG,BUNA LINER,DOUBLE DEAD END | 710.82 | 17.414 | 1 | 697988622968 | 69798862296
BFV722 | 70 | ML222B D R | ML222B | 5 | BUTTERFLY VALVE,LUG,LEVER HANDLE,CI BODY,NCKL PLTD DI DISC,200 WOG,BUNA LINER,DOUBLE DEAD END | 969.24 | 21.86 | 1 | 697988622975 | 69798862297
BFV722 | 70 | ML222B D S | ML222B | 6 | BUTTERFLY VALVE,LUG,LEVER HANDLE,CI BODY,NCKL PLTD DI DISC,200 WOG,BUNA LINER,DOUBLE DEAD END | 1150.17 | 25.332 | 1 | 697988622982 | 69798862298
BFV722 | 70 | ML222B D U | ML222B | 8 | BUTTERFLY VALVE,LUG,LEVER HANDLE,CI BODY,NCKL PLTD DI DISC,200 WOG,BUNA LINER,DOUBLE DEAD END | 1572.35 | 44.04 | 1 | 697988622999 | 69798862299
BFV722 | 70 | ML222B D W | ML222B | 10 | BUTTERFLY VALVE,LUG,LEVER HANDLE,CI BODY,NCKL PLTD DI DISC,200 WOG,BUNA LINER,DOUBLE DEAD END | 2188.37 | 69.35 | 1 | 697988623002 | 69798862300
BFV722 | 70 | ML222B DWJ | ML222B | 12 | BUTTERFLY VALVE,LUG,LEVER HANDLE,CI BODY,NCKL PLTD DI DISC,200 WOG,BUNA LINER,DOUBLE DEAD END | 2860.37 | 93.67 | 1 | 697988623019 | 69798862301
BFV722 | 70 | ML222B-A A L | ML222BA | 3 | BUTTERFLY VALVE,LUG,LEVER HANDLE,CI BODY,NCKL PLTD DI DISC,200 WOG,BUNA LINER,EPOXY CTD BODY | 865.87 | 11.3 | 1 | 697988135857 | 69798813585
BFV722 | 70 | ML222B-A A N | ML222BA | 4 | BUTTERFLY VALVE,LUG,LEVER HANDLE,CI BODY,NCKL PLTD DI DISC,200 WOG,BUNA LINER,EPOXY CTD BODY | 1038.14 | 17.626 | 1 | 697988135864 | 69798813586
BFV722 | 70 | ML222B-A A S | ML222BA | 6 | BUTTERFLY VALVE,LUG,LEVER HANDLE,CI BODY,NCKL PLTD DI DISC,200 WOG,BUNA LINER,EPOXY CTD BODY | 1585.22 | 25.704 | 1 | 697988135871 | 69798813587
BFV722 | 70 | ML222B-DA D L | ML222BDA | 3 | BUTTERFLY VALVE,LUG,LEVER HANDLE,CI BODY,NCKL PLTD DI DISC,200 WOG,BUNA LINER,DBLE DEAD END,DRY ASM | 560 | 11.308 | 1 | 697988709393 | 69798870939
BFV722 | 70 | ML222B-DA D N | ML222BDA | 4 | BUTTERFLY VALVE,LUG,LEVER HANDLE,CI BODY,NCKL PLTD DI DISC,200 WOG,BUNA LINER,DDE,DRY ASSEMBLED | 710.82 | 18 | 1 | 697988717015 | 69798871701
BFV722 | 70 | ML222B-DA D U | ML222BDA | 8 | BUTTERFLY VALVE,LUG,LEVER HANDLE,CI BODY,NCKL PLTD DI DISC,200 WOG,BUNA LINER,DBLE DEAD END,DRY ASM | 1572.35 | 44.04 | 1 | 697988720510 | 69798872051
BFV722 | 70 | ML222E D J | ML222E | 2 | BUTTERFLY VALVE,LUG,LEVER HANDLE,CI BODY,NCKL PLTD DI DISC,200 WOG,EPDM LINER,DOUBLE DEAD END | 512.57 | 9.5 | 1 | 697988623026 | 69798862302
BFV722 | 70 | ML222E D K | ML222E | 2 1/2 | BUTTERFLY VALVE,LUG,LEVER HANDLE,CI BODY,NCKL PLTD DI DISC,200 WOG,EPDM LINER,DOUBLE DEAD END | 512.57 | 11.15 | 1 | 697988623033 | 69798862303
BFV722 | 70 | ML222E D L | ML222E | 3 | BUTTERFLY VALVE,LUG,LEVER HANDLE,CI BODY,NCKL PLTD DI DISC,200 WOG,EPDM LINER,DOUBLE DEAD END | 560 | 11.9 | 1 | 697988623040 | 69798862304
BFV722 | 70 | ML222E D N | ML222E | 4 | BUTTERFLY VALVE,LUG,LEVER HANDLE,CI BODY,NCKL PLTD DI DISC,200 WOG,EPDM LINER,DOUBLE DEAD END | 710.82 | 18.36 | 1 | 697988623057 | 69798862305
BFV722 | 70 | ML222E D R | ML222E | 5 | BUTTERFLY VALVE,LUG,LEVER HANDLE,CI BODY,NCKL PLTD DI DISC,200 WOG,EPDM LINER,DOUBLE DEAD END | 969.24 | 22.15 | 1 | 697988623064 | 69798862306
BFV722 | 70 | ML222E D S | ML222E | 6 | BUTTERFLY VALVE,LUG,LEVER HANDLE,CI BODY,NCKL PLTD DI DISC,200 WOG,EPDM LINER,DOUBLE DEAD END | 1150.17 | 26.1 | 1 | 697988623071 | 69798862307
BFV722 | 70 | ML222E D U | ML222E | 8 | BUTTERFLY VALVE,LUG,LEVER HANDLE,CI BODY,NCKL PLTD DI DISC,200 WOG,EPDM LINER,DOUBLE DEAD END | 1572.35 | 44.2 | 1 | 697988623088 | 69798862308
BFV722 | 70 | ML222E D W | ML222E | 10 | BUTTERFLY VALVE,LUG,LEVER HANDLE,CI BODY,NCKL PLTD DI DISC,200 WOG,EPDM LINER,DOUBLE DEAD END | 2188.37 | 76 | 1 | 697988623095 | 69798862309
BFV722 | 70 | ML222E DWJ | ML222E | 12 | BUTTERFLY VALVE,LUG,LEVER HANDLE,CI BODY,NCKL PLTD DI DISC,200 WOG,EPDM LINER,DOUBLE DEAD END | 2860.37 | 96.46 | 1 | 697988623101 | 69798862310
BFV722 | 70 | ML222E-A A N | ML222EA | 4 | BUTTERFLY VALVE,LUG,LEVER HANDLE,CI BODY,NCKL PLTD DI DISC,200 WOG,EPDM LINER,EPOXY CTD BODY | 1038.14 | 17.196 | 1 | 697988629127 | 69798862912
BFV722 | 70 | ML222E-A A S | ML222EA | 6 | BUTTERFLY VALVE,LUG,LEVER HANDLE,CI BODY,NCKL PLTD DI DISC,200 WOG,EPDM LINER,EPOXY CTD BODY | 1585.22 | 25.67 | 1 | 697988629134 | 69798862913
BFV722 | 70 | ML222ES D J | ML222ES | 2 | BUTTERFLY VALVE,LUG,LEVER HANDLE,CI BODY,SS DISC/STEM,200 WOG,EPDM LINER,DOUBLE DEAD END | 594.43 | 0 | 0 | 697988725683 | 69798872568
BFV722 | 70 | ML222ES D K | ML222ES | 2 1/2 | BUTTERFLY VALVE,LUG,LEVER HANDLE,CI BODY,SS DISC/STEM,200 WOG,EPDM LINER,DOUBLE DEAD END | 594.43 | 0 | 0 | 697988725720 | 69798872572
BFV722 | 70 | ML222ES D L | ML222ES | 3 | BUTTERFLY VALVE,LUG,LEVER HANDLE,CI BODY,SS DISC/STEM,200 WOG,EPDM LINER,DOUBLE DEAD END | 650.48 | 11.9 | 0 | 697988725737 | 69798872573
BFV722 | 70 | ML222ES D N | ML222ES | 4 | BUTTERFLY VALVE,LUG,LEVER HANDLE,CI BODY,SS DISC/STEM,200 WOG,EPDM LINER,DOUBLE DEAD END | 818.49 | 0 | 0 | 697988725744 | 69798872574
BFV722 | 70 | ML222ES D R | ML222ES | 5 | BUTTERFLY VALVE,LUG,LEVER HANDLE,CI BODY,SS DISC/STEM,200 WOG,EPDM LINER,DOUBLE DEAD END | 1085.54 | 0 | 0 | 697988725751 | 69798872575
BFV722 | 70 | ML222ES D S | ML222ES | 6 | BUTTERFLY VALVE,LUG,LEVER HANDLE,CI BODY,NCKL PLTD DI DISC,200 WOG,EPDM LINER,316 SS STEM | 1296.66 | 25.798 | 1 | 697988638143 | 69798863814
BFV722 | 70 | ML222ES D U | ML222ES | 8 | BUTTERFLY VALVE,LUG,LEVER HANDLE,CI BODY,SS DISC/STEM,200 WOG,EPDM LINER,DOUBLE DEAD END | 1779.13 | 0 | 0 | 697988725768 | 69798872576
BFV722 | 70 | ML222ES D W | ML222ES | 10 | BUTTERFLY VALVE,LUG,LEVER HANDLE,CI BODY,SS DISC/STEM,200 WOG,EPDM LINER,DOUBLE DEAD END | 2584.72 | 0 | 0 | 697988725775 | 69798872577
BFV722 | 70 | ML222ES DWJ | ML222ES | 12 | BUTTERFLY VALVE,LUG,LEVER HANDLE,CI BODY,SS DISC/STEM,200 WOG,EPDM LINER,DOUBLE DEAD END | 3480.67 | 0 | 0 | 697988725782 | 69798872578
BFV722 | 70 | ML222V A J | ML222V | 2 | BUTTERFLY VALVE,LUG,LEVER HANDLE,CI BODY,NCKL PLTD DI DISC,200 WOG,VITON LINER | 1033.79 | 9.206 | 1 | 697988136045 | 69798813604
BFV722 | 70 | ML222V A K | ML222V | 2 1/2 | BUTTERFLY VALVE,LUG,LEVER HANDLE,CI BODY,NCKL PLTD DI DISC,200 WOG,VITON LINER | 1033.79 | 12.5 | 1 | 697988136052 | 69798813605
BFV722 | 70 | ML222V A L | ML222V | 3 | BUTTERFLY VALVE,LUG,LEVER HANDLE,CI BODY,NCKL PLTD DI DISC,200 WOG,VITON LINER | 1081.19 | 11.45 | 1 | 697988136069 | 69798813606
BFV722 | 70 | ML222V A N | ML222V | 4 | BUTTERFLY VALVE,LUG,LEVER HANDLE,CI BODY,NCKL PLTD DI DISC,200 WOG,VITON LINER | 1339.76 | 17.86 | 1 | 697988136076 | 69798813607
BFV722 | 70 | ML222V A R | ML222V | 5 | BUTTERFLY VALVE,LUG,LEVER HANDLE,CI BODY,NCKL PLTD DI DISC,200 WOG,VITON LINER | 1886.86 | 24 | 1 | 697988327061 | 69798832706
BFV722 | 70 | ML222V A S | ML222V | 6 | BUTTERFLY VALVE,LUG,LEVER HANDLE,CI BODY,NCKL PLTD DI DISC,200 WOG,VITON LINER | 2089.26 | 26.92 | 1 | 697988136083 | 69798813608
BFV722 | 70 | ML222V A U | ML222V | 8 | BUTTERFLY VALVE,LUG,LEVER HANDLE,CI BODY,NCKL PLTD DI DISC,200 WOG,VITON LINER | 3213.66 | 44.96 | 1 | 697988136090 | 69798813609
BFV722 | 70 | ML222V A W | ML222V | 10 | BUTTERFLY VALVE,LUG,LEVER HANDLE,CI BODY,NCKL PLTD DI DISC,200 WOG,VITON LINER | 4101.05 | 70.3 | 1 | 697988327078 | 69798832707
BFV722 | 70 | ML222V AWJ | ML222V | 12 | BUTTERFLY VALVE,LUG,LEVER HANDLE,CI BODY,NCKL PLTD DI DISC,200 WOG,VITON LINER | 5238.31 | 93.67 | 1 | 697988327085 | 69798832708
BFV722 | 70 | ML222V-A A K | ML222VA | 2 1/2 | BUTTERFLY VALVE,LUG,LEVER HANDLE,CI BODY,NCKL PLTD DI DISC,200 WOG,VITON LINER,EPOXY CTD BODY | 1279.32 | 12.5 | 1 | 697988538849 | 69798853884
BFV722 | 70 | ML222V-A A N | ML222VA | 4 | BUTTERFLY VALVE,LUG,LEVER HANDLE,CI BODY,NCKL PLTD DI DISC,200 WOG,VITON LINER,EPOXY CTD BODY | 1667.1 | 20 | 1 | 697988538856 | 69798853885
BFV722 | 70 | ML222V-A A U | ML222VA | 8 | BUTTERFLY VALVE,LUG,LEVER HANDLE,CI BODY,NCKL PLTD DI DISC,200 WOG,VITON LINER,EPOXY CTD BODY | 3696.06 | 41.38 | 1 | 697988503731 | 69798850373
BFV722 | 70 | ML223B D J | ML223B | 2 | BUTTERFLY VALVE,LUG,LEVER HANDLE,CI BODY,ALMN/BRNZ DISC,200 WOG,BUNA LINER,DOUBLE DEAD END | 555.71 | 9.52 | 1 | 697988623118 | 69798862311
BFV722 | 70 | ML223B D K | ML223B | 2 1/2 | BUTTERFLY VALVE,LUG,LEVER HANDLE,CI BODY,ALMN/BRNZ DISC,200 WOG,BUNA LINER,DOUBLE DEAD END | 555.71 | 10.964 | 1 | 697988623125 | 69798862312
BFV722 | 70 | ML223B D L | ML223B | 3 | BUTTERFLY VALVE,LUG,LEVER HANDLE,CI BODY,ALMN/BRNZ DISC,200 WOG,BUNA LINER,DOUBLE DEAD END | 594.45 | 11.82 | 1 | 697988623132 | 69798862313
BFV722 | 70 | ML223B D N | ML223B | 4 | BUTTERFLY VALVE,LUG,LEVER HANDLE,CI BODY,ALMN/BRNZ DISC,200 WOG,BUNA LINER,DOUBLE DEAD END | 788.35 | 17.586 | 1 | 697988623149 | 69798862314
BFV722 | 70 | ML223B D R | ML223B | 5 | BUTTERFLY VALVE,LUG,LEVER HANDLE,CI BODY,ALMN/BRNZ DISC,200 WOG,BUNA LINER,DOUBLE DEAD END | 1145.84 | 20.702 | 1 | 697988623156 | 69798862315
BFV722 | 70 | ML223B D S | ML223B | 6 | BUTTERFLY VALVE,LUG,LEVER HANDLE,CI BODY,ALMN/BRNZ DISC,200 WOG,BUNA LINER,DOUBLE DEAD END | 1279.41 | 26.4 | 1 | 697988623163 | 69798862316
BFV722 | 70 | ML223B D U | ML223B | 8 | BUTTERFLY VALVE,LUG,LEVER HANDLE,CI BODY,ALMN/BRNZ DISC,200 WOG,BUNA LINER,DOUBLE DEAD END | 1878.23 | 43.56 | 1 | 697988623170 | 69798862317
BFV722 | 70 | ML223B D W | ML223B | 10 | BUTTERFLY VALVE,LUG,LEVER HANDLE,CI BODY,ALMN/BRNZ DISC,200 WOG,BUNA LINER,DOUBLE DEAD END | 2468.29 | 64.76 | 1 | 697988623187 | 69798862318
BFV722 | 70 | ML223B DWJ | ML223B | 12 | BUTTERFLY VALVE,LUG,LEVER HANDLE,CI BODY,ALMN/BRNZ DISC,200 WOG,BUNA LINER,DOUBLE DEAD END | 3635.83 | 95.3 | 1 | 697988623194 | 69798862319
BFV722 | 70 | ML223B-A A J | ML223BA | 2 | BUTTERFLY VALVE,LUG,LEVER HANDLE,CI BODY,ALMN/BRNZ DISC,200 WOG,BUNA LINER,EPOXY CTD BODY | 801.24 | 8.68 | 1 | 697988677739 | 69798867773
BFV722 | 70 | ML223B-A A K | ML223BA | 2 1/2 | BUTTERFLY VALVE,LUG,LEVER HANDLE,CI BODY,ALMN/BRNZ DISC,200 WOG,BUNA LINER,EPOXY COATED BODY | 801.24 | 12.02 | 1 | 697988696921 | 69798869692
BFV722 | 70 | ML223B-A A L | ML223BA | 3 | BUTTERFLY VALVE,LUG,LEVER HANDLE,CI BODY,ALMN/BRNZ DISC,200 WOG,BUNA LINER,EPOXY CTD BODY | 900.3 | 11.55 | 1 | 697988375161 | 69798837516
BFV722 | 70 | ML223B-A A N | ML223BA | 4 | BUTTERFLY VALVE,LUG,LEVER HANDLE,CI BODY,ALMN/BRNZ DISC,200 WOG,BUNA LINER,EPOXY COATED BODY | 1115.72 | 20 | 1 | 697988696938 | 69798869693
BFV722 | 70 | ML223B-A A S | ML223BA | 6 | BUTTERFLY VALVE,LUG,LEVER HANDLE,CI BODY,ALMN/BRNZ DISC,200 WOG,BUNA LINER,EPOXY CTD BODY | 1714.46 | 25.264 | 1 | 697988401525 | 69798840152
BFV722 | 70 | ML223B-A A U | ML223BA | 8 | BUTTERFLY VALVE,LUG,LEVER HANDLE,CI BODY,ALMN/BRNZ DISC,200 WOG,BUNA LINER,EPOXY CTD BODY | 2360.65 | 42.036 | 1 | 697988510265 | 69798851026
BFV722 | 70 | ML223E D J | ML223E | 2 | BUTTERFLY VALVE,LUG,LEVER HANDLE,CI BODY,ALMN/BRNZ DISC,200 WOG,EPDM LINER,DOUBLE DEAD END | 555.71 | 8.998 | 1 | 697988623200 | 69798862320
BFV722 | 70 | ML223E D K | ML223E | 2 1/2 | BUTTERFLY VALVE,LUG,LEVER HANDLE,CI BODY,ALMN/BRNZ DISC,200 WOG,EPDM LINER,DOUBLE DEAD END | 555.71 | 10.766 | 1 | 697988623217 | 69798862321
BFV722 | 70 | ML223E D L | ML223E | 3 | BUTTERFLY VALVE,LUG,LEVER HANDLE,CI BODY,ALMN/BRNZ DISC,200 WOG,EPDM LINER,DOUBLE DEAD END | 594.45 | 11.294 | 1 | 697988623224 | 69798862322
BFV722 | 70 | ML223E D N | ML223E | 4 | BUTTERFLY VALVE,LUG,LEVER HANDLE,CI BODY,ALMN/BRNZ DISC,200 WOG,EPDM LINER,DOUBLE DEAD END | 788.35 | 17.738 | 1 | 697988623231 | 69798862323
BFV722 | 70 | ML223E D R | ML223E | 5 | BUTTERFLY VALVE,LUG,LEVER HANDLE,CI BODY,ALMN/BRNZ DISC,200 WOG,EPDM LINER,DOUBLE DEAD END | 1145.84 | 20.682 | 1 | 697988623248 | 69798862324
BFV722 | 70 | ML223E D S | ML223E | 6 | BUTTERFLY VALVE,LUG,LEVER HANDLE,CI BODY,ALMN/BRNZ DISC,200 WOG,EPDM LINER,DOUBLE DEAD END | 1279.41 | 25.436 | 1 | 697988623255 | 69798862325
BFV722 | 70 | ML223E D U | ML223E | 8 | BUTTERFLY VALVE,LUG,LEVER HANDLE,CI BODY,ALMN/BRNZ DISC,200 WOG,EPDM LINER,DOUBLE DEAD END | 1878.23 | 41.02 | 1 | 697988623262 | 69798862326
BFV722 | 70 | ML223E D W | ML223E | 10 | BUTTERFLY VALVE,LUG,LEVER HANDLE,CI BODY,ALMN/BRNZ DISC,200 WOG,EPDM LINER,DOUBLE DEAD END | 2468.29 | 66.62 | 1 | 697988623279 | 69798862327
BFV722 | 70 | ML223E DWJ | ML223E | 12 | BUTTERFLY VALVE,LUG,LEVER HANDLE,CI BODY,ALMN/BRNZ DISC,200 WOG,EPDM LINER,DOUBLE DEAD END | 3635.83 | 94.7 | 1 | 697988623286 | 69798862328
BFV722 | 70 | ML223E-A A J | ML223EA | 2 | BUTTERFLY VALVE,LUG,LEVER HANDLE,CI BODY,ALMN/BRNZ DISC,200 WOG,EPDM LINER,EPOXY CTD BODY | 801.24 | 6.95 | 1 | 697988641242 | 69798864124
BFV722 | 70 | ML223E-A A K | ML223EA | 2 1/2 | BUTTERFLY VALVE,LUG,LEVER HANDLE,CI BODY,ALMN/BRNZ DISC,200 WOG,EPDM LINER,EPOXY CTD BODY | 801.24 | 12.02 | 1 | 697988545687 | 69798854568
BFV722 | 70 | ML223E-A A L | ML223EA | 3 | BUTTERFLY VALVE,LUG,LEVER HANDLE,CI BODY,ALMN/BRNZ DISC,200 WOG,EPDM LINER,EPOXY CTD BODY | 900.3 | 12.02 | 1 | 697988378490 | 69798837849
BFV722 | 70 | ML223E-A A N | ML223EA | 4 | BUTTERFLY VALVE,LUG,LEVER HANDLE,CI BODY,ALMN/BRNZ DISC,200 WOG,EPDM LINER,EPOXY CTD BODY | 1115.72 | 20 | 1 | 697988378506 | 69798837850
BFV722 | 70 | ML223E-A A R | ML223EA | 5 | BUTTERFLY VALVE,LUG,LEVER HANDLE,CI BODY,ALMN/BRNZ DISC,200 WOG,EPDM LINER,EPOXY COATED BODY | 1550.76 | 21.7 | 1 | 697988714922 | 69798871492
BFV722 | 70 | ML223E-A A S | ML223EA | 6 | BUTTERFLY VALVE,LUG,LEVER HANDLE,CI BODY,ALMN/BRNZ DISC,200 WOG,EPDM LINER,EPOXY CTD BODY | 1714.46 | 28 | 1 | 697988378513 | 69798837851
BFV722 | 70 | ML223E-A A U | ML223EA | 8 | BUTTERFLY VALVE,LUG,LEVER HANDLE,CI BODY,ALMN/BRNZ DISC,200 WOG,EPDM LINER,EPOXY CTD BODY | 2360.65 | 40.504 | 1 | 697988498518 | 69798849851
BFV722 | 70 | ML223E-A A W | ML223EA | 10 | BUTTERFLY VALVE,LUG,LEVER HANDLE,CI BODY,ALMN/BRNZ DISC,200 WOG,EPDM LINER,EPOXY CTD BODY | 3054.15 | 76 | 1 | 697988594449 | 69798859444
BFV722 | 70 | ML223E-A AWJ | ML223EA | 12 | BUTTERFLY VALVE,LUG,LEVER HANDLE,CI BODY,ALMN/BRNZ DISC,200 WOG,EPDM LINER,EPOXY CTD BODY | 4441.32 | 111 | 1 | 697988594456 | 69798859445
BFV722 | 70 | ML223E-DA D L | ML223EDA | 3 | BUTTERFLY VALVE,LUG,LEVER HANDLE,CI BODY,ALMN/BRNZ DISC,200 WOG,EPDM LINER,DDE,DRY ASSEMBLED | 594.45 | 11.294 | 1 | 697988719941 | 69798871994
BFV722 | 70 | ML223E-DA D N | ML223EDA | 4 | BUTTERFLY VALVE,LUG,LEVER HANDLE,CI BODY,ALMN/BRNZ DISC,200 WOG,EPDM LINER,DOUBLE DEAD END,DRY ASSMB | 788.35 | 17.7 | 1 | 697988720480 | 69798872048
BFV722 | 70 | ML223E-DA D S | ML223EDA | 6 | BUTTERFLY VALVE,LUG,LEVER HANDLE,CI BODY,ALMN/BRNZ DISC,200 WOG,EPDM LINER,DOUBLE DEAD END,DRY ASSMB | 1279.41 | 25.4 | 1 | 697988720497 | 69798872049
BFV722 | 70 | ML223E-DA D U | ML223EDA | 8 | BUTTERFLY VALVE,LUG,LEVER HANDLE,CI BODY,ALMN/BRNZ DISC,200 WOG,EPDM LINER,DOUBLE DEAD END,DRY ASSMB | 1878.23 | 41 | 1 | 697988720503 | 69798872050
BFV722 | 70 | ML223EMS D S | ML223EMS | 6 | BUTTERFLY VALVE,LUG,LEVER HADL W/MEM STOP,CI BODY,ALMN/BRNZ DISC,200 WOG,EPDM LINER,DOUBLE DEAD END | 1296.44 | 0 | 0 | 697988760349 | 69798876034
BFV722 | 70 | ML223ES D J | ML223ES | 2 | BUTTERFLY VALVE,LUG,LEVER HANDLE,CI BODY,ALMN/BRNZ DISC,200 WOG,EPDM LINER,DOUBLE DEAD END,316 SS | 637.53 | 0 | 1 | 697988722941 | 69798872294
BFV722 | 70 | ML223ES D K | ML223ES | 2 1/2 | BUTTERFLY VALVE,LUG,LEVER HANDLE,CI BODY,ALMN/BRNZ DISC,200 WOG,EPDM LINER,DOUBLE DEAD END,316 SS | 637.53 | 0 | 1 | 697988722880 | 69798872288
BFV722 | 70 | ML223ES D L | ML223ES | 3 | BUTTERFLY VALVE,LUG,LEVER HANDLE,CI BODY,ALMN/BRNZ DISC,200 WOG,EPDM LINER,DOUBLE DEAD END,316 SS | 684.94 | 0 | 1 | 697988722897 | 69798872289
BFV722 | 70 | ML223ES D N | ML223ES | 4 | BUTTERFLY VALVE,LUG,LEVER HANDLE,CI BODY,ALMN/BRNZ DISC,200 WOG,EPDM LINER,DOUBLE DEAD END,316 SS | 896.05 | 0 | 1 | 697988722903 | 69798872290
BFV722 | 70 | ML223ES D S | ML223ES | 6 | BUTTERFLY VALVE,LUG,LEVER HANDLE,CI BODY,ALMN/BRNZ DISC,200 WOG,EPDM LINER,DOUBLE DEAD END,316 SS | 1425.93 | 25.4 | 1 | 697988722910 | 69798872291
BFV722 | 70 | ML223ES D U | ML223ES | 8 | BUTTERFLY VALVE,LUG,LEVER HANDLE,CI BODY,ALMN/BRNZ DISC,200 WOG,EPDM LINER,DOUBLE DEAD END,316 SS | 2085 | 0 | 1 | 697988722927 | 69798872292
BFV722 | 70 | ML223ES D W | ML223ES | 10 | BUTTERFLY VALVE,LUG,LEVER HANDLE,CI BODY,ALMN/BRNZ DISC,200 WOG,EPDM LINER,DOUBLE DEAD END,316 SS | 2864.63 | 0 | 1 | 697988722934 | 69798872293
BFV722 | 70 | ML223ES-A A N | ML223ESA | 4 | BUTTERFLY VALVE,LUG,LEVER HANDLE,CI BODY,ALMN/BRNZ DISC,200 WOG,EPDM LINER,316 SS STEM,EPOXY CTD BDY | 1223.38 | 17.738 | 1 | 697988719552 | 69798871955
BFV722 | 70 | ML223ES-A A U | ML223ESA | 8 | BUTTERFLY VALVE,LUG,LEVER HANDLE,CI BODY,ALMN/BRNZ DISC,200 WOG,EPDM LINER,SS STEM,EPOXY COATED BODY | 2567.44 | 41.02 | 1 | 697988717336 | 69798871733
BFV722 | 70 | ML223H A J | ML223H | 2 | BUTTERFLY VALVE,LUG,LEVER HANDLE,CI BODY,ALMN/BRNZ DISC,200 WOG,HYPALON LINER | 749.55 | 11 | 1 | 697988677753 | 69798867775
BFV722 | 70 | ML223H A K | ML223H | 2 1/2 | BUTTERFLY VALVE,LUG,LEVER HANDLE,CI BODY,ALMN/BRNZ DISC,200 WOG,HYPALON LINER | 749.55 | 11.1 | 1 | 697988593534 | 69798859353
BFV722 | 70 | ML223H A L | ML223H | 3 | BUTTERFLY VALVE,LUG,LEVER HANDLE,CI BODY,ALMN/BRNZ DISC,200 WOG,HYPALON LINER | 788.32 | 11.062 | 1 | 697988136465 | 69798813646
BFV722 | 70 | ML223H A N | ML223H | 4 | BUTTERFLY VALVE,LUG,LEVER HANDLE,CI BODY,ALMN/BRNZ DISC,200 WOG,HYPALON LINER | 982.23 | 18.62 | 1 | 697988136472 | 69798813647
BFV722 | 70 | ML223NB A J | ML223NB | 2 | BUTTERFLY VALVE,LUG,LEVER HANDLE,CI BODY,ALMN/BRNZ DISC,200 WOG,BLACK NEOPRENE LINER | 749.55 | 9.3 | 1 | 697988335776 | 69798833577
BFV722 | 70 | ML223NB A L | ML223NB | 3 | BUTTERFLY VALVE,LUG,LEVER HANDLE,CI BODY,ALMN/BRNZ DISC,200 WOG,BLACK NEOPRENE LINER | 788.32 | 13 | 1 | 697988335790 | 69798833579
BFV722 | 70 | ML223NB A N | ML223NB | 4 | BUTTERFLY VALVE,LUG,LEVER HANDLE,CI BODY,ALMN/BRNZ DISC,200 WOG,BLACK NEOPRENE LINER | 982.23 | 20 | 1 | 697988335806 | 69798833580
BFV722 | 70 | ML223V A J | ML223V | 2 | BUTTERFLY VALVE,LUG,LEVER HANDLE,CI BODY,ALMN/BRNZ DISC,200 WOG,VITON LINER | 1076.88 | 9.56 | 1 | 697988136533 | 69798813653
BFV722 | 70 | ML223V A K | ML223V | 2 1/2 | BUTTERFLY VALVE,LUG,LEVER HANDLE,CI BODY,ALMN/BRNZ DISC,200 WOG,VITON LINER | 1076.88 | 11.45 | 1 | 697988136540 | 69798813654
BFV722 | 70 | ML223V A L | ML223V | 3 | BUTTERFLY VALVE,LUG,LEVER HANDLE,CI BODY,ALMN/BRNZ DISC,200 WOG,VITON LINER | 1115.68 | 11.482 | 1 | 697988136557 | 69798813655
BFV722 | 70 | ML223V A N | ML223V | 4 | BUTTERFLY VALVE,LUG,LEVER HANDLE,CI BODY,ALMN/BRNZ DISC,200 WOG,VITON LINER | 1417.31 | 17.974 | 1 | 697988136564 | 69798813656
BFV722 | 70 | ML223V A R | ML223V | 5 | BUTTERFLY VALVE,LUG,LEVER HANDLE,CI BODY,ALMN/BRNZ DISC,200 WOG,VITON LINER | 2063.4 | 21.476 | 1 | 697988136571 | 69798813657
BFV722 | 70 | ML223V A S | ML223V | 6 | BUTTERFLY VALVE,LUG,LEVER HANDLE,CI BODY,ALMN/BRNZ DISC,200 WOG,VITON LINER | 2218.5 | 25.4 | 1 | 697988136588 | 69798813658
BFV722 | 70 | ML223V A U | ML223V | 8 | BUTTERFLY VALVE,LUG,LEVER HANDLE,CI BODY,ALMN/BRNZ DISC,200 WOG,VITON LINER | 3519.53 | 42.9 | 1 | 697988136595 | 69798813659
BFV722 | 70 | ML223V A W | ML223V | 10 | BUTTERFLY VALVE,LUG,LEVER HANDLE,CI BODY,ALMN/BRNZ DISC,200 WOG,VITON LINER | 4380.96 | 66.73 | 1 | 697988136601 | 69798813660
BFV722 | 70 | ML223V AWJ | ML223V | 12 | BUTTERFLY VALVE,LUG,LEVER HANDLE,CI BODY,ALMN/BRNZ DISC,200 WOG,VITON LINER | 6013.74 | 105 | 1 | 697988136618 | 69798813661
BFV722 | 70 | ML223V-A A L | ML223VA | 3 | BUTTERFLY VALVE,LUG,LEVER HANDLE,CI BODY,ALMN/BRNZ DISC,200 WOG,VITON LINER,EPOXY CTD BODY | 1421.51 | 13 | 1 | 697988573109 | 69798857310
BFV722 | 70 | ML223V-A A N | ML223VA | 4 | BUTTERFLY VALVE,LUG,LEVER HANDLE,CI BODY,ALMN/BRNZ DISC,200 WOG,VITON LINER,EPOXY COATED | 1744.67 | 19.1 | 1 | 697988699403 | 69798869940
BFV722 | 70 | ML223VS A J | ML223VS | 2 | BUTTERFLY VALVE,LUG,LEVER HANDLE,CI BODY,ALMN/BRNZ DISC,200 WOG,VITON LINER,316 SS STEM | 1158.74 | 11 | 1 | 697988611672 | 69798861167
BFV722 | 70 | ML223VS A K | ML223VS | 2 1/2 | BUTTERFLY VALVE,LUG,LEVER HANDLE,CI BODY,ALMN/BRNZ DISC,200 WOG,VITON LINER,316 SS STEM | 1158.74 | 12.5 | 1 | 697988611689 | 69798861168
BFV722 | 70 | ML223VS A L | ML223VS | 3 | BUTTERFLY VALVE,LUG,LEVER HANDLE,CI BODY,ALMN/BRNZ DISC,200 WOG,VITON LINER,316 SS STEM | 1206.13 | 11.73 | 1 | 697988612259 | 69798861225
BFV722 | 70 | ML223VS A N | ML223VS | 4 | BUTTERFLY VALVE,LUG,LEVER HANDLE,CI BODY,ALMN/BRNZ DISC,200 WOG,VITON LINER,316 SS STEM | 1524.99 | 19.1 | 1 | 697988611696 | 69798861169
BFV722 | 70 | ML223VS A S | ML223VS | 6 | BUTTERFLY VALVE,LUG,LEVER HANDLE,CI BODY,ALMN/BRNZ DISC,200 WOG,VITON LINER,316 SS STEM | 2364.99 | 28 | 1 | 697988611702 | 69798861170
BFV722 | 70 | ML224B D J | ML224B | 2 | BUTTERFLY VALVE,LUG,LEVER HANDLE,CI BODY,SS DISC,200 WOG,BUNA LINER,DOUBLE DEAD END | 715.1 | 9.85 | 1 | 697988623293 | 69798862329
BFV722 | 70 | ML224B D K | ML224B | 2 1/2 | BUTTERFLY VALVE,LUG,LEVER HANDLE,CI BODY,SS DISC,200 WOG,BUNA LINER,DOUBLE DEAD END | 715.1 | 10.78 | 1 | 697988623309 | 69798862330
BFV722 | 70 | ML224B D L | ML224B | 3 | BUTTERFLY VALVE,LUG,LEVER HANDLE,CI BODY,SS DISC,200 WOG,BUNA LINER,DOUBLE DEAD END | 861.54 | 11.88 | 1 | 697988623316 | 69798862331
BFV722 | 70 | ML224B D N | ML224B | 4 | BUTTERFLY VALVE,LUG,LEVER HANDLE,CI BODY,SS DISC,200 WOG,BUNA LINER,DOUBLE DEAD END | 1094.18 | 18.32 | 1 | 697988623323 | 69798862332
BFV722 | 70 | ML224B D R | ML224B | 5 | BUTTERFLY VALVE,LUG,LEVER HANDLE,CI BODY,SS DISC,200 WOG,BUNA LINER,DOUBLE DEAD END | 1499.1 | 20.702 | 1 | 697988623330 | 69798862333
BFV722 | 70 | ML224B D S | ML224B | 6 | BUTTERFLY VALVE,LUG,LEVER HANDLE,CI BODY,SS DISC,200 WOG,BUNA LINER,DOUBLE DEAD END | 1654.21 | 18.26 | 1 | 697988623347 | 69798862334
BFV722 | 70 | ML224B D U | ML224B | 8 | BUTTERFLY VALVE,LUG,LEVER HANDLE,CI BODY,SS DISC,200 WOG,BUNA LINER,DOUBLE DEAD END | 2593.32 | 44.22 | 1 | 697988623354 | 69798862335
BFV722 | 70 | ML224B D W | ML224B | 10 | BUTTERFLY VALVE,LUG,LEVER HANDLE,CI BODY,SS DISC,200 WOG,BUNA LINER,DOUBLE DEAD END | 4191.51 | 70.68 | 1 | 697988623361 | 69798862336
BFV722 | 70 | ML224B DWJ | ML224B | 12 | BUTTERFLY VALVE,LUG,LEVER HANDLE,CI BODY,SS DISC,200 WOG,BUNA LINER,DOUBLE DEAD END | 5647.52 | 97.92 | 1 | 697988623378 | 69798862337
BFV722 | 70 | ML224B-A A K | ML224BA | 2 1/2 | BUTTERFLY VALVE,LUG,LEVER HANDLE,CI BODY,SS DISC,200 WOG,BUNA LINER EPOXY COATED | 960.67 | 0 | 0 | 697988738584 | 69798873858
BFV722 | 70 | ML224B-A A L | ML224BA | 3 | BUTTERFLY VALVE,LUG,LEVER HANDLE,CI BODY,SS DISC,200 WOG,BUNA LINER,EPOXY CTD BODY | 1167.39 | 11.108 | 1 | 697988538528 | 69798853852
BFV722 | 70 | ML224B-A A N | ML224BA | 4 | BUTTERFLY VALVE,LUG,LEVER HANDLE,CI BODY,SS DISC,200 WOG,BUNA LINER,EPOXY CTD BODY | 1421.51 | 17.53 | 1 | 697988538535 | 69798853853
BFV722 | 70 | ML224B-A A U | ML224BA | 8 | BUTTERFLY VALVE,LUG,LEVER HANDLE,CI BODY,SS DISC,200 WOG,BUNA LINER,EPOXY CTD BODY | 3075.72 | 42.16 | 1 | 697988674356 | 69798867435
BFV722 | 70 | ML224B-A A W | ML224BA | 10 | BUTTERFLY VALVE,LUG,LEVER HANDLE,CI BODY,SS DISC,200 WOG,BUNA LINER,EPOXY CTD BODY | 4777.35 | 70.68 | 1 | 697988136717 | 69798813671
BFV722 | 70 | ML224E D J | ML224E | 2 | BUTTERFLY VALVE,LUG,LEVER HANDLE,CI BODY,SS DISC,200 WOG,EPDM LINER,DOUBLE DEAD END | 715.1 | 9.28 | 1 | 697988623385 | 69798862338
BFV722 | 70 | ML224E D K | ML224E | 2 1/2 | BUTTERFLY VALVE,LUG,LEVER HANDLE,CI BODY,SS DISC,200 WOG,EPDM LINER,DOUBLE DEAD END | 715.1 | 11.16 | 1 | 697988623392 | 69798862339
BFV722 | 70 | ML224E D L | ML224E | 3 | BUTTERFLY VALVE,LUG,LEVER HANDLE,CI BODY,SS DISC,200 WOG,EPDM LINER,DOUBLE DEAD END | 861.54 | 11.43 | 1 | 697988623408 | 69798862340
BFV722 | 70 | ML224E D N | ML224E | 4 | BUTTERFLY VALVE,LUG,LEVER HANDLE,CI BODY,SS DISC,200 WOG,EPDM LINER,DOUBLE DEAD END | 1094.18 | 17.43 | 1 | 697988623415 | 69798862341
BFV722 | 70 | ML224E D R | ML224E | 5 | BUTTERFLY VALVE,LUG,LEVER HANDLE,CI BODY,SS DISC,200 WOG,EPDM LINER,DOUBLE DEAD END | 1499.1 | 22.82 | 1 | 697988623422 | 69798862342
BFV722 | 70 | ML224E D S | ML224E | 6 | BUTTERFLY VALVE,LUG,LEVER HANDLE,CI BODY,SS DISC,200 WOG,EPDM LINER,DOUBLE DEAD END | 1654.21 | 26.62 | 1 | 697988623439 | 69798862343
BFV722 | 70 | ML224E D U | ML224E | 8 | BUTTERFLY VALVE,LUG,LEVER HANDLE,CI BODY,SS DISC,200 WOG,EPDM LINER,DOUBLE DEAD END | 2593.32 | 43.46 | 1 | 697988623446 | 69798862344
BFV722 | 70 | ML224E D W | ML224E | 10 | BUTTERFLY VALVE,LUG,LEVER HANDLE,CI BODY,SS DISC,200 WOG,EPDM LINER,DOUBLE DEAD END | 4191.51 | 68.68 | 1 | 697988623453 | 69798862345
BFV722 | 70 | ML224E DWJ | ML224E | 12 | BUTTERFLY VALVE,LUG,LEVER HANDLE,CI BODY,SS DISC,200 WOG,EPDM LINER,DOUBLE DEAD END | 5647.52 | 98.46 | 1 | 697988623460 | 69798862346
BFV722 | 70 | ML224E-A A J | ML224EA | 2 | BUTTERFLY VALVE,LUG,LEVER HANDLE,CI BODY,SS DISC,200 WOG,EPDM LINER,EPOXY CTD BODY | 960.7 | 8.858 | 1 | 697988136823 | 69798813682
BFV722 | 70 | ML224E-A A K | ML224EA | 2 1/2 | BUTTERFLY VALVE,LUG,LEVER HANDLE,CI BODY,SS DISC,200 WOG,EPDM LINER,EPOXY CTD BODY | 960.7 | 10.646 | 1 | 697988341371 | 69798834137
BFV722 | 70 | ML224E-A A L | ML224EA | 3 | BUTTERFLY VALVE,LUG,LEVER HANDLE,CI BODY,SS DISC,200 WOG,EPDM LINER,EPOXY CTD BODY | 1167.39 | 11.52 | 1 | 697988136830 | 69798813683
BFV722 | 70 | ML224E-A A N | ML224EA | 4 | BUTTERFLY VALVE,LUG,LEVER HANDLE,CI BODY,SS DISC,200 WOG,EPDM LINER,EPOXY CTD BODY | 1421.51 | 20 | 1 | 697988136847 | 69798813684
BFV722 | 70 | ML224E-A A S | ML224EA | 6 | BUTTERFLY VALVE,LUG,LEVER HANDLE,CI BODY,SS DISC,200 WOG,EPDM LINER,EPOXY CTD BODY | 2089.28 | 26.44 | 1 | 697988136854 | 69798813685
BFV722 | 70 | ML224E-A A U | ML224EA | 8 | BUTTERFLY VALVE,LUG,LEVER HANDLE,CI BODY,SS DISC,200 WOG,EPDM LINER,EPOXY CTD BODY | 3075.72 | 42.224 | 1 | 697988136861 | 69798813686
BFV722 | 70 | ML224E-A A W | ML224EA | 10 | BUTTERFLY VALVE,LUG,LEVER HANDLE,CI BODY,SS DISC,200 WOG,EPDM LINER,EPOXY CTD BODY | 4777.35 | 65.012 | 1 | 697988341388 | 69798834138
BFV722 | 70 | ML224E-A AWJ | ML224EA | 12 | BUTTERFLY VALVE,LUG,LEVER HANDLE,CI BODY,SS DISC,200 WOG,EPDM LINER,EPOXY CTD BODY | 6453.03 | 95.394 | 1 | 697988341395 | 69798834139
BFV722 | 70 | ML224H A L | ML224H | 3 | BUTTERFLY VALVE,LUG,LEVER HANDLE,CI BODY,SS DISC,200 WOG,HYPALON LINER | 1055.4 | 13 | 1 | 697988136922 | 69798813692
BFV722 | 70 | ML224H A N | ML224H | 4 | BUTTERFLY VALVE,LUG,LEVER HANDLE,CI BODY,SS DISC,200 WOG,HYPALON LINER | 1288.05 | 17.53 | 1 | 697988136939 | 69798813693
BFV722 | 70 | ML224H A S | ML224H | 6 | BUTTERFLY VALVE,LUG,LEVER HANDLE,CI BODY,SS DISC,200 WOG,HYPALON LINER | 1912.67 | 26.094 | 1 | 697988692121 | 69798869212
BFV722 | 70 | ML224NB A J | ML224NB | 2 | BUTTERFLY VALVE,LUG,LEVER HANDLE,CI BODY,SS DISC,200 WOG,BLACK NEOPRENE LINER | 909 | 13 | 1 | 697988136946 | 69798813694
BFV722 | 70 | ML224NB A K | ML224NB | 2 1/2 | BUTTERFLY VALVE,LUG,LEVER HANDLE,CI BODY,SS DISC,200 WOG,BLACK NEOPRENE LINER | 909 | 11.4 | 1 | 697988136953 | 69798813695
BFV722 | 70 | ML224NB A L | ML224NB | 3 | BUTTERFLY VALVE,LUG,LEVER HANDLE,CI BODY,SS DISC,200 WOG,BLACK NEOPRENE LINER | 1055.4 | 13 | 1 | 697988136960 | 69798813696
BFV722 | 70 | ML224NB A N | ML224NB | 4 | BUTTERFLY VALVE,LUG,LEVER HANDLE,CI BODY,SS DISC,200 WOG,BLACK NEOPRENE LINER | 1288.05 | 18.9 | 1 | 697988136977 | 69798813697
BFV722 | 70 | ML224NB A S | ML224NB | 6 | BUTTERFLY VALVE,LUG,LEVER HANDLE,CI BODY,SS DISC,200 WOG,BLACK NEOPRENE LINER | 1912.67 | 28 | 1 | 697988136991 | 69798813699
BFV722 | 70 | ML224NB A U | ML224NB | 8 | BUTTERFLY VALVE,LUG,LEVER HANDLE,CI BODY,SS DISC,200 WOG,BLACK NEOPRENE LINER | 3136.11 | 44 | 1 | 697988137004 | 69798813700
BFV722 | 70 | ML224NB AWJ | ML224NB | 12 | BUTTERFLY VALVE,LUG,LEVER HANDLE,CI BODY,SS DISC,200 WOG,BLACK NEOPRENE LINER | 6578 | 111 | 1 | 697988137028 | 69798813702
BFV722 | 70 | ML224NW A L | ML224NW | 3 | BUTTERFLY VALVE,LUG,LEVER HANDLE,CI BODY,SS DISC,200 WOG,WHITE NEOPRENE LINER | 1068.32 | 13 | 1 | 697988137059 | 69798813705
BFV722 | 70 | ML224NW A S | ML224NW | 6 | BUTTERFLY VALVE,LUG,LEVER HANDLE,CI BODY,SS DISC,200 WOG,WHITE NEOPRENE LINER | 1964.39 | 26.2 | 1 | 697988137080 | 69798813708
BFV722 | 70 | ML224NW A U | ML224NW | 8 | BUTTERFLY VALVE,LUG,LEVER HANDLE,CI BODY,SS DISC,200 WOG,WHITE NEOPRENE LINER | 3187.78 | 44.75 | 1 | 697988137097 | 69798813709
BFV722 | 70 | ML224NW A W | ML224NW | 10 | BUTTERFLY VALVE,LUG,LEVER HANDLE,CI BODY,SS DISC,200 WOG,WHITE NEOPRENE LINER | 4867.82 | 70.68 | 1 | 697988137103 | 69798813710
BFV722 | 70 | ML224NW AWJ | ML224NW | 12 | BUTTERFLY VALVE,LUG,LEVER HANDLE,CI BODY,SS DISC,200 WOG,WHITE NEOPRENE LINER | 6633.96 | 93.272 | 1 | 697988137110 | 69798813711
BFV722 | 70 | ML224NW-DAA L | ML224NWDA | 3 | BUTTERFLY VALVE,LUG,LEVER HANDLE,CI BODY,SS DISC,200 WOG,WHITE NEOPRENE LINER,DRY ASSEMBLED | 1068.32 | 13 | 1 | 697988541320 | 69798854132
BFV722 | 70 | ML224NW-DAA S | ML224NWDA | 6 | BUTTERFLY VALVE,LUG,LEVER HANDLE,CI BODY,SS DISC,200 WOG,WHITE NEOPRENE LINER,DRY ASSEMBLED | 1964.38 | 28 | 1 | 697988137158 | 69798813715
BFV722 | 70 | ML224NW-DAA U | ML224NWDA | 8 | BUTTERFLY VALVE,LUG,LEVER HANDLE,CI BODY,SS DISC,200 WOG,WHITE NEOPRENE LINER,DRY ASSEMBLED | 3187.78 | 44 | 1 | 697988541337 | 69798854133
BFV722 | 70 | ML224NWA A S | ML224NW | 6 | BUTTERFLY VALVE,LUG,LEVER HANDLE,CI BODY,SS DISC,200 WOG,WHITE NEOPRENE LINER,EPOXY CTD BODY | 1964.39 | 26.094 | 1 | 697988366992 | 69798836699
BFV722 | 70 | ML224T A J | ML224T | 2 | BUTTERFLY VALVE,LUG,LEVER HANDLE,CI BODY,SS DISC,200 WOG,TEFLON LINER | 2141.02 | 8.948 | 1 | 697988137165 | 69798813716
BFV722 | 70 | ML224T A K | ML224T | 2 1/2 | BUTTERFLY VALVE,LUG,LEVER HANDLE,CI BODY,SS DISC,200 WOG,TEFLON LINER | 2347.83 | 10.844 | 1 | 697988137172 | 69798813717
BFV722 | 70 | ML224T A L | ML224T | 3 | BUTTERFLY VALVE,LUG,LEVER HANDLE,CI BODY,SS DISC,200 WOG,TEFLON LINER | 2545.87 | 11.73 | 1 | 697988137189 | 69798813718
BFV722 | 70 | ML224T A N | ML224T | 4 | BUTTERFLY VALVE,LUG,LEVER HANDLE,CI BODY,SS DISC,200 WOG,TEFLON LINER | 3041.29 | 18.62 | 1 | 697988137196 | 69798813719
BFV722 | 70 | ML224T A S | ML224T | 6 | BUTTERFLY VALVE,LUG,LEVER HANDLE,CI BODY,SS DISC,200 WOG,TEFLON LINER | 4243.16 | 26.32 | 1 | 697988137202 | 69798813720
BFV722 | 70 | ML224T-A A L | ML224TA | 3 | BUTTERFLY VALVE,LUG,LEVER HANDLE,CI BODY,SS DISC,200 WOG,TEFLON LINER,EPOXY COATED BODY | 2851.73 | 11.73 | 1 | 697988720244 | 69798872024
BFV722 | 70 | ML224T-A A N | ML224TA | 4 | BUTTERFLY VALVE,LUG,LEVER HANDLE,CI BODY,SS DISC,200 WOG,TEFLON LINER,EPOXY COATED BODY | 3368.62 | 0 | 0 | 697988738461 | 69798873846
BFV722 | 70 | ML224T-A A S | ML224TA | 6 | BUTTERFLY VALVE,LUG,LEVER HANDLE,CI BODY,SS DISC,200 WOG,TEFLON LINER,EPOXY CTD BODY | 4678.21 | 26.32 | 1 | 697988682085 | 69798868208
BFV722 | 70 | ML224V A J | ML224V | 2 | BUTTERFLY VALVE,LUG,LEVER HANDLE,CI BODY,SS DISC,200 WOG,VITON LINER | 1236.32 | 9.248 | 1 | 697988137240 | 69798813724
BFV722 | 70 | ML224V A K | ML224V | 2 1/2 | BUTTERFLY VALVE,LUG,LEVER HANDLE,CI BODY,SS DISC,200 WOG,VITON LINER | 1236.32 | 11.3 | 1 | 697988137257 | 69798813725
BFV722 | 70 | ML224V A L | ML224V | 3 | BUTTERFLY VALVE,LUG,LEVER HANDLE,CI BODY,SS DISC,200 WOG,VITON LINER | 1382.74 | 11.646 | 1 | 697988137264 | 69798813726
BFV722 | 70 | ML224V A N | ML224V | 4 | BUTTERFLY VALVE,LUG,LEVER HANDLE,CI BODY,SS DISC,200 WOG,VITON LINER | 1723.13 | 17.912 | 1 | 697988137271 | 69798813727
BFV722 | 70 | ML224V A R | ML224V | 5 | BUTTERFLY VALVE,LUG,LEVER HANDLE,CI BODY,SS DISC,200 WOG,VITON LINER | 2416.69 | 24 | 1 | 697988137288 | 69798813728
BFV722 | 70 | ML224V A S | ML224V | 6 | BUTTERFLY VALVE,LUG,LEVER HANDLE,CI BODY,SS DISC,200 WOG,VITON LINER | 2593.31 | 27.28 | 1 | 697988137295 | 69798813729
BFV722 | 70 | ML224V A U | ML224V | 8 | BUTTERFLY VALVE,LUG,LEVER HANDLE,CI BODY,SS DISC,200 WOG,VITON LINER | 4234.6 | 44.8 | 1 | 697988137301 | 69798813730
BFV722 | 70 | ML224V AWJ | ML224V | 12 | BUTTERFLY VALVE,LUG,LEVER HANDLE,CI BODY,SS DISC,200 WOG,VITON LINER | 8025.44 | 76 | 1 | 697988137318 | 69798813731
BFV722 | 70 | ML224V-A A J | ML224VA | 2 | BUTTERFLY VALVE,LUG,LEVER HANDLE,CI BODY,SS DISC,200 WOG,VITON LINER,EPOXY CTD BODY | 1481.89 | 11 | 1 | 697988612280 | 69798861228
BFV722 | 70 | ML224V-A A L | ML224VA | 3 | BUTTERFLY VALVE,LUG,LEVER HANDLE,CI BODY,SS DISC,200 WOG,VITON LINER,EPOXY CTD BODY | 1688.61 | 13 | 1 | 697988589667 | 69798858966
BFV722 | 70 | ML224V-A A N | ML224VA | 4 | BUTTERFLY VALVE,LUG,LEVER HANDLE,CI BODY,SS DISC,200 WOG,VITON LINER,EPOXY CTD BODY | 2050.49 | 20 | 1 | 697988589674 | 69798858967
BFV722 | 70 | ML224V-A A S | ML224VA | 6 | BUTTERFLY VALVE,LUG,LEVER HANDLE,CI BODY,SS DISC,200 WOG,VITON LINER,EPOXY CTD BODY | 3028.35 | 25.82 | 1 | 697988137325 | 69798813732
BFV722 | 70 | ML224V-A A U | ML224VA | 8 | BUTTERFLY VALVE,LUG,LEVER HANDLE,CI BODY,SS DISC,200 WOG,VITON LINER,EPOXY CTD BODY | 4717.03 | 44.8 | 1 | 697988663534 | 69798866353
BFV722 | 70 | ML227B A N | ML227B | 4 | BUTTERFLY VALVE,LUG,LEVER HANDLE,CI BODY,NYLON CTD DI DISC,200 WOG,BUNA LINER | 809.93 | 18.22 | 1 | 697988326415 | 69798832641
BFV722 | 70 | ML227E A J | ML227E | 2 | BUTTERFLY VALVE,LUG,LEVER HANDLE,CI BODY,NYLON CTD DI DISC,200 WOG,EPDM LINER | 581.51 | 11 | 1 | 697988603042 | 69798860304
BFV722 | 70 | ML227E A K | ML227E | 2 1/2 | BUTTERFLY VALVE,LUG,LEVER HANDLE,CI BODY,NYLON CTD DI DISC,200 WOG,EPDM LINER | 581.51 | 10.74 | 1 | 697988603059 | 69798860305
BFV722 | 70 | ML227E A L | ML227E | 3 | BUTTERFLY VALVE,LUG,LEVER HANDLE,CI BODY,NYLON CTD DI DISC,200 WOG,EPDM LINER | 646.18 | 11.404 | 1 | 697988345034 | 69798834503
BFV722 | 70 | ML227E A N | ML227E | 4 | BUTTERFLY VALVE,LUG,LEVER HANDLE,CI BODY,NYLON CTD DI DISC,200 WOG,EPDM LINER | 809.93 | 18.22 | 1 | 697988387034 | 69798838703
BFV722 | 70 | ML227E A R | ML227E | 5 | BUTTERFLY VALVE,LUG,LEVER HANDLE,CI BODY,NYLON CTD DI DISC,200 WOG,EPDM LINER | 1107.11 | 22.8 | 1 | 697988603066 | 69798860306
BFV722 | 70 | ML227E A S | ML227E | 6 | BUTTERFLY VALVE,LUG,LEVER HANDLE,CI BODY,NYLON CTD DI DISC,200 WOG,EPDM LINER | 1309.53 | 23.2 | 1 | 697988335523 | 69798833552
BFV722 | 70 | ML227E A U | ML227E | 8 | BUTTERFLY VALVE,LUG,LEVER HANDLE,CI BODY,NYLON CTD DI DISC,200 WOG,EPDM LINER | 1779.13 | 76 | 1 | 697988710566 | 69798871056
BFV722 | 70 | ML227E A W | ML227E | 10 | BUTTERFLY VALVE,LUG,LEVER HANDLE,CI BODY,NYLON CTD DI DISC,200 WOG,EPDM LINER | 2464.12 | 76 | 1 | 697988598294 | 69798859829
BFV722 | 70 | ML227E-A A L | ML227EA | 3 | BUTTERFLY VALVE,LUG,LEVER HANDLE,CI BODY,NYLON CTD DI DISC,200 WOG,EPDM LINER,EPOXY CTD BODY | 952.03 | 11.404 | 1 | 697988662742 | 69798866274
BFV722 | 70 | ML227E-A A N | ML227EA | 4 | BUTTERFLY VALVE,LUG,LEVER HANDLE,CI BODY,NYLON COATED DUCTILE DISC,200 WOG,EPDM LINER,EPOXY CTD BODY | 1137.27 | 11.404 | 1 | 697988693319 | 69798869331
BFV722 | 70 | ML227ES A K | ML227ES | 2 1/2 | BUTTERFLY VALVE,LUG,LEVER HANDLE,CI BODY,NYLON CTD DI DISC,200 WOG,EPDM LINER,316 SS STEM | 663.34 | 11.65 | 1 | 697988607408 | 69798860740
BFV722 | 70 | ML227ES A L | ML227ES | 3 | BUTTERFLY VALVE,LUG,LEVER HANDLE,CI BODY,NYLON CTD DI DISC,200 WOG,EPDM LINER,316 SS STEM | 736.65 | 12.5 | 1 | 697988607675 | 69798860767
BFV722 | 70 | ML227ES A N | ML227ES | 4 | BUTTERFLY VALVE,LUG,LEVER HANDLE,CI BODY,NYLON CTD DI DISC,200 WOG,EPDM LINER,316 SS STEM | 917.61 | 19.1 | 1 | 697988607699 | 69798860769
BFV722 | 70 | ML227ES A S | ML227ES | 6 | BUTTERFLY VALVE,LUG,LEVER HANDLE,CI BODY,NYLON CTD DI DISC,200 WOG,EPDM LINER,316 SS STEM | 1456.06 | 23.2 | 1 | 697988607705 | 69798860770
BFV722 | 70 | ML228E A J | ML228E | 2 | BUTTERFLY VALVE,LUG,LEVER HANDLE,CI BODY,EPOXY CTD DI DISC,200 WOG,EPDM LINER | 564.28 | 11 | 1 | 697988347724 | 69798834772
BFV722 | 70 | ML228E A K | ML228E | 2 1/2 | BUTTERFLY VALVE,LUG,LEVER HANDLE,CI BODY,EPOXY CTD DI DISC,200 WOG,EPDM LINER | 564.28 | 12.5 | 1 | 697988347731 | 69798834773
BFV722 | 70 | ML228E A L | ML228E | 3 | BUTTERFLY VALVE,LUG,LEVER HANDLE,CI BODY,EPOXY CTD DI DISC,200 WOG,EPDM LINER | 624.67 | 12.1 | 1 | 697988347748 | 69798834774
BFV722 | 70 | ML228E A N | ML228E | 4 | BUTTERFLY VALVE,LUG,LEVER HANDLE,CI BODY,EPOXY CTD DI DISC,200 WOG,EPDM LINER | 792.65 | 17.64 | 1 | 697988347755 | 69798834775
BFV722 | 70 | ML228E A R | ML228E | 5 | BUTTERFLY VALVE,LUG,LEVER HANDLE,CI BODY,EPOXY CTD DI DISC,200 WOG,EPDM LINER | 1089.9 | 22.8 | 1 | 697988347762 | 69798834776
BFV722 | 70 | ML228E A S | ML228E | 6 | BUTTERFLY VALVE,LUG,LEVER HANDLE,CI BODY,EPOXY CTD DI DISC,200 WOG,EPDM LINER | 1288.02 | 28 | 1 | 697988347779 | 69798834777
BFV722 | 70 | ML228E A U | ML228E | 8 | BUTTERFLY VALVE,LUG,LEVER HANDLE,CI BODY,EPOXY CTD DI DISC,200 WOG,EPDM LINER | 1744.67 | 44 | 1 | 697988347786 | 69798834778
BFV722 | 70 | ML228E A W | ML228E | 10 | BUTTERFLY VALVE,LUG,LEVER HANDLE,CI BODY,EPOXY CTD DI DISC,200 WOG,EPDM LINER | 2433.94 | 76 | 1 | 697988347793 | 69798834779
BFV722 | 70 | ML228E AWJ | ML228E | 12 | BUTTERFLY VALVE,LUG,LEVER HANDLE,CI BODY,EPOXY CTD DI DISC,200 WOG,EPDM LINER | 3183.47 | 111 | 1 | 697988347809 | 69798834780
BFV722 | 70 | ML228E-A A L | ML228EA | 3 | BUTTERFLY VALVE,LUG,LEVER HANDLE,CI BODY,EPOXY CTD DI DISC,200 WOG,EPDM LINER,EPOXY COATED BODY | 930.52 | 11.5 | 1 | 697988699694 | 69798869969
BFV722 | 70 | ML228E-A A N | ML228EA | 4 | BUTTERFLY VALVE,LUG,LEVER HANDLE,CI BODY,EPOXY CTD DI DISC,200 WOG,EPDM LINER,EPOXY CTD BODY | 1120 | 20 | 1 | 697988596696 | 69798859669
BFV722 | 70 | ML228E-A A S | ML228EA | 6 | BUTTERFLY VALVE,LUG,LEVER HANDLE,CI BODY,EPOXY CTD DI DISC,200 WOG,EPDM LINER,EPOXY CTD BODY | 1723.06 | 28 | 1 | 697988596702 | 69798859670
BFV722 | 70 | ML228V A J | ML228V | 2 | BUTTERFLY VALVE,LUG,LEVER HANDLE,CI BODY,EPOXY CTD DI DISC,200 WOG,VITON LINER | 1085.51 | 11 | 1 | 697988371286 | 69798837128
BFV722 | 70 | ML228V A L | ML228V | 3 | BUTTERFLY VALVE,LUG,LEVER HANDLE,CI BODY,EPOXY CTD DI DISC,200 WOG,VITON LINER | 1145.86 | 13 | 1 | 697988371293 | 69798837129
BFV722 | 70 | ML228V A U | ML228V | 8 | BUTTERFLY VALVE,LUG,LEVER HANDLE,CI BODY,EPOXY CTD DI DISC,200 WOG,VITON LINER | 3385.96 | 44.45 | 1 | 697988635784 | 69798863578
BFV722 | 70 | ML228V-A A U | ML228VA | 8 | BUTTERFLY VALVE,LUG,LEVER HANDLE,CI BODY,EPOXY CTD DI DISC,200 WOG,VITON LINER,EPOXY CTD BODY | 3868.38 | 44.45 | 1 | 697988635791 | 69798863579
BFV722 | 71 | ML232B D J | ML232B | 2 | BUTTERFLY VALVE,LUG,LEVER HANDLE,DI BODY,NCKL PLTD DI DISC,200 WOG,BUNA LINER,DDE | 564.28 | 10.88 | 1 | 697988716599 | 69798871659
BFV722 | 71 | ML232B D K | ML232B | 2 1/2 | BUTTERFLY VALVE,LUG,LEVER HANDLE,DI BODY,NCKL PLTD DI DISC,200 WOG,BUNA LINER,DOUBLE DEAD END | 564.28 | 10.88 | 1 | 697988705210 | 69798870521
BFV722 | 71 | ML232B D L | ML232B | 3 | BUTTERFLY VALVE,LUG,LEVER HANDLE,DI BODY,NCKL PLTD DI DISC,200 WOG,BUNA LINER,DOUBLE DEAD END | 633.23 | 11.62 | 1 | 697988699410 | 69798869941
BFV722 | 71 | ML232B D N | ML232B | 4 | BUTTERFLY VALVE,LUG,LEVER HANDLE,DI BODY,NCKL PLTD DI DISC,200 WOG,BUNA LINER,DOUBLE DEAD END | 797.01 | 17.58 | 1 | 697988646841 | 69798864684
BFV722 | 71 | ML232B D R | ML232B | 5 | BUTTERFLY VALVE,LUG,LEVER HANDLE,DI BODY,NCKL PLTD DI DISC,200 WOG,BUNA LINER,DDE | 1072.63 | 26.12 | 1 | 697988716605 | 69798871660
BFV722 | 71 | ML232B D S | ML232B | 6 | BUTTERFLY VALVE,LUG,LEVER HANDLE,DI BODY,NCKL PLTD DI DISC,200 WOG,BUNA LINER,DOUBLE DEAD END | 1279.41 | 26.12 | 1 | 697988649569 | 69798864956
BFV722 | 71 | ML232B D U | ML232B | 8 | BUTTERFLY VALVE,LUG,LEVER HANDLE,DI BODY,NCKL PLTD DI DISC,200 WOG,BUNA LINER,DOUBLE DEAD END | 1710.22 | 40.79 | 1 | 697988715370 | 69798871537
BFV722 | 71 | ML232E D J | ML232E | 2 | BUTTERFLY VALVE,LUG,LEVER HANDLE,CI BODY,ALMN/BRNZ DISC,200 WOG,EPDM LINER,DOUBLE DEAD END | 564.28 | 9.048 | 1 | 697988703377 | 69798870337
BFV722 | 71 | ML232E D K | ML232E | 2 1/2 | BUTTERFLY VALVE,LUG,LEVER HANDLE,DI BODY,NCKL PLTD DI DISC,200 WOG,EPDM LINER,DOUBLE DEAD END | 564.28 | 10.88 | 1 | 697988639171 | 69798863917
BFV722 | 71 | ML232E D L | ML232E | 3 | BUTTERFLY VALVE,LUG,LEVER HANDLE,DI BODY,NCKL PLTD DI DISC,200 WOG,EPDM LINER,DOUBLE DEAD END | 633.23 | 11.62 | 1 | 697988636804 | 69798863680
BFV722 | 71 | ML232E D N | ML232E | 4 | BUTTERFLY VALVE,LUG,LEVER HANDLE,DI BODY,NCKL PLTD DI DISC,200 WOG,EPDM LINER,DOUBLE DEAD END | 797.01 | 18.36 | 1 | 697988633308 | 69798863330
BFV722 | 71 | ML232E D R | ML232E | 5 | BUTTERFLY VALVE,LUG,LEVER HANDLE,DI BODY,NCKL PLTD DI DISC,200 WOG,EPDM LINER,DOUBLE DEAD END | 1072.63 | 22.24 | 1 | 697988639188 | 69798863918
BFV722 | 71 | ML232E D S | ML232E | 6 | BUTTERFLY VALVE,LUG,LEVER HANDLE,DI BODY,NCKL PLTD DI DISC,200 WOG,EPDM LINER,DOUBLE DEAD END | 1279.41 | 26.32 | 1 | 697988633292 | 69798863329
BFV722 | 71 | ML232E D U | ML232E | 8 | BUTTERFLY VALVE,LUG,LEVER HANDLE,DI BODY,NCKL PLTD DI DISC,200 WOG,EPDM LINER,DOUBLE DEAD END | 1710.22 | 43.72 | 1 | 697988695603 | 69798869560
BFV722 | 71 | ML232E D W | ML232E | 10 | BUTTERFLY VALVE,LUG,LEVER HANDLE,DI BODY,NCKL PLTD DI DISC,200 WOG,EPDM LINER,DOUBLE DEAD END | 2369.28 | 73.25 | 1 | 697988717459 | 69798871745
BFV722 | 71 | ML232E DWJ | ML232E | 12 | BUTTERFLY VALVE,LUG,LEVER,DI BODY,NI PLTD DUCTILE IRON,200 WOG,EPDM LINER,DDE,NSF/ANSI 372 & 61 | 3092.9 | 111.4 | 1 | 697988731677 | 69798873167
BFV722 | 71 | ML232E-A A J | ML232EA | 2 | BUTTERFLY VALVE,LUG,LEVER HANDLE,DI BODY,NCKL PLTD DI DISC,200 WOG,EPDM LINER,EPOXY COATED BODY | 809.87 | 9.43 | 1 | 697988697003 | 69798869700
BFV722 | 71 | ML232E-A A K | ML232EA | 2 1/2 | BUTTERFLY VALVE,LUG,LEVER HANDLE,DI BODY,NCKL PLTD DI DISC,200 WOG,EPDM LINER,EPOXY COATED BODY | 809.87 | 11.2 | 1 | 697988703148 | 69798870314
BFV722 | 71 | ML232E-A A L | ML232EA | 3 | BUTTERFLY VALVE,LUG,LEVER HANDLE,DI BODY,NCKL PLTD DI DISC,200 WOG,EPDM LINER,EPOXY COATED BODY | 939.1 | 11.35 | 1 | 697988699052 | 69798869905
BFV722 | 71 | ML232E-A A N | ML232EA | 4 | BUTTERFLY VALVE,LUG,LEVER HANDLE,DI BODY,NCKL PLTD DI DISC,200 WOG,EPDM LINER,EPOXY COATED BODY | 1124.35 | 20 | 1 | 697988699045 | 69798869904
BFV722 | 71 | ML232E-A A S | ML232EA | 6 | BUTTERFLY VALVE,LUG,LEVER HANDLE,DI BODY,NCKL PLTD DI DISC,200 WOG,EPDM LINER,EPOXY COATED BODY | 1714.46 | 25.264 | 1 | 697988697102 | 69798869710
BFV722 | 71 | ML232E-A A U | ML232EA | 8 | BUTTERFLY VALVE,LUG,LEVER HANDLE,DI BODY,NCKL PLTD DI DISC,200 WOG,EPDM LINER,EPOXY COATED BODY | 2192.63 | 42.036 | 1 | 697988697119 | 69798869711
BFV722 | 71 | ML232ES D N | ML232ES | 4 | BUTTERFLY VALVE,LUG,LEVER HANDLE,DI BODY,SS DISC/STEM,200 WOG,EPDM LINER,DOUBLE DEAD END | 904.69 | 18.36 | 1 | 697988715929 | 69798871592
BFV722 | 71 | ML232NB A L | ML232NB | 3 | BUTTERFLY VALVE,LUG,LEVER HANDLE,DI BODY,NCKL PLTD DI DISC,200 WOG,BLACK NEOPRENE LINER | 827.12 | 13 | 1 | 697988543423 | 69798854342
BFV722 | 71 | ML232V A J | ML232V | 2 | BUTTERFLY VALVE,LUG,LEVER HANDLE,DI BODY,NCKL PLTD DI DISC,200 WOG,VITON LINER | 1085.51 | 11 | 1 | 697988137714 | 69798813771
BFV722 | 71 | ML232V A K | ML232V | 2 1/2 | BUTTERFLY VALVE,LUG,LEVER HANDLE,DI BODY,NCKL PLTD DI DISC,200 WOG,VITON LINER | 1085.51 | 12.5 | 1 | 697988137721 | 69798813772
BFV722 | 71 | ML232V A L | ML232V | 3 | BUTTERFLY VALVE,LUG,LEVER HANDLE,DI BODY,NCKL PLTD DI DISC,200 WOG,VITON LINER | 1154.43 | 13 | 1 | 697988137738 | 69798813773
BFV722 | 71 | ML232V A N | ML232V | 4 | BUTTERFLY VALVE,LUG,LEVER HANDLE,DI BODY,NCKL PLTD DI DISC,200 WOG,VITON LINER | 1425.96 | 41.5 | 1 | 697988137745 | 69798813774
BFV722 | 71 | ML232V A R | ML232V | 5 | BUTTERFLY VALVE,LUG,LEVER HANDLE,DI BODY,NCKL PLTD DI DISC,200 WOG,VITON LINER | 1990.19 | 23 | 1 | 697988379343 | 69798837934
BFV722 | 71 | ML232V A S | ML232V | 6 | BUTTERFLY VALVE,LUG,LEVER HANDLE,DI BODY,NCKL PLTD DI DISC,200 WOG,VITON LINER | 2218.5 | 26.21 | 1 | 697988137752 | 69798813775
BFV722 | 71 | ML232V A U | ML232V | 8 | BUTTERFLY VALVE,LUG,LEVER HANDLE,DI BODY,NCKL PLTD DI DISC,200 WOG,VITON LINER | 3351.5 | 44 | 1 | 697988137769 | 69798813776
BFV722 | 71 | ML232V A W | ML232V | 10 | BUTTERFLY VALVE,LUG,LEVER HANDLE,DI BODY,NCKL PLTD DI DISC,200 WOG,VITON LINER | 4281.96 | 76 | 1 | 697988379350 | 69798837935
BFV722 | 71 | ML232V AWJ | ML232V | 12 | BUTTERFLY VALVE,LUG,LEVER HANDLE,DI BODY,NCKL PLTD DI DISC,200 WOG,VITON LINER | 5470.87 | 111 | 1 | 697988137776 | 69798813777
BFV722 | 71 | ML232V-A A U | ML232VA | 8 | BUTTERFLY VALVE,LUG,LEVER HANDLE,DI BODY,NCKL PLTD DI DISC,200 WOG,VITON LINER,EPOXY COATED BODY | 3833.96 | 44 | 1 | 697988550445 | 69798855044
BFV722 | 71 | ML233B D J | ML233B | 2 | BUTTERFLY VALVE,LUG,LEVER HANDLE,DI BODY,ALUMINUM/BRONZE DISC,200 WOG,BUNA LINER,DOUBLE DEAD END | 607.35 | 9.5 | 1 | 697988649293 | 69798864929
BFV722 | 71 | ML233B D K | ML233B | 2 1/2 | BUTTERFLY VALVE,LUG,LEVER HANDLE,DI BODY,ALUMINUM/BRONZE DISC,200 WOG,BUNA LINER,DOUBLE DEAD END | 607.35 | 11.24 | 1 | 697988678552 | 69798867855
BFV722 | 71 | ML233B D L | ML233B | 3 | BUTTERFLY VALVE,LUG,LEVER HANDLE,DI BODY,ALUMINUM/BRONZE DISC,200 WOG,BUNA LINER,DOUBLE DEAD END | 667.68 | 11.7 | 1 | 697988646322 | 69798864632
BFV722 | 71 | ML233B D N | ML233B | 4 | BUTTERFLY VALVE,LUG,LEVER HANDLE,DI BODY,ALUMINUM/BRONZE DISC,200 WOG,BUNA LINER,DOUBLE DEAD END | 878.81 | 18.16 | 1 | 697988646339 | 69798864633
BFV722 | 71 | ML233B D R | ML233B | 5 | BUTTERFLY VALVE,LUG,LEVER HANDLE,DI BODY,ALUMINUM/BRONZE DISC,200 WOG,BUNA LINER,DOUBLE DEAD END | 1249.27 | 20.944 | 1 | 697988649309 | 69798864930
BFV722 | 71 | ML233B D S | ML233B | 6 | BUTTERFLY VALVE,LUG,LEVER HANDLE,DI BODY,ALUMINUM/BRONZE DISC,200 WOG,BUNA LINER,DOUBLE DEAD END | 1412.96 | 25.54 | 1 | 697988646346 | 69798864634
BFV722 | 71 | ML233B D U | ML233B | 8 | BUTTERFLY VALVE,LUG,LEVER HANDLE,DI BODY,ALUMINUM/BRONZE DISC,200 WOG,BUNA LINER,DOUBLE DEAD END | 2016.04 | 43.52 | 1 | 697988649316 | 69798864931
BFV722 | 71 | ML233B D W | ML233B | 10 | BUTTERFLY VALVE,LUG,LEVER HANDLE,DI BODY,ALUMINUM/BRONZE DISC,200 WOG,BUNA LINER,DOUBLE DEAD END | 2649.33 | 67.28 | 1 | 697988649323 | 69798864932
BFV722 | 71 | ML233B DWJ | ML233B | 12 | BUTTERFLY VALVE,LUG,LEVER HANDLE,DI BODY,ALUMINUM/BRONZE DISC,200 WOG,BUNA LINER,DOUBLE DEAD END | 3868.39 | 95.26 | 1 | 697988649330 | 69798864933
BFV722 | 71 | ML233BS D L | ML233BS | 3 | BUTTERFLY,LUG,LEVER HNDLE,DI BODY,ALUMINUM/BRONZE DSC,200 WOG,BUNA LNR,316 STM W/AB OR NP DSC,DD END | 758.16 | 11.7 | 1 | 697988634114 | 69798863411
BFV722 | 71 | ML233BS D N | ML233BS | 4 | BUTTERFLY,LUG,LEVER HNDLE,DI BODY,ALUMINUM/BRONZE DSC,200 WOG,BUNA LNR,316 STM W/AB OR NP DSC,DD END | 986.48 | 17.5 | 1 | 697988636996 | 69798863699
BFV722 | 71 | ML233BS D S | ML233BS | 6 | BUTTERFLY,LUG,LEVER HNDLE,DI BODY,ALUMINUM/BRONZE DSC,200 WOG,BUNA LNR,316 STM W/AB OR NP DSC,DD END | 1559.44 | 26.3 | 1 | 697988634121 | 69798863412
BFV722 | 71 | ML233BS DWJ | ML233BS | 12 | BUTTERFLY,LUG,LEVER HNDLE,DI BODY,ALUMINUM/BRONZE DSC,200 WOG,BUNA LNR,316 STM W/AB OR NP DSC,DD END | 4488.71 | 77 | 1 | 697988637009 | 69798863700
BFV722 | 71 | ML233BS-A A N | ML233BSA | 4 | BUTTERFLY VALVE,LUG,LEVER HANDLE,DI BODY,ALUMINUM/BRONZE DSC,200 WOG,BUNA LNR,316 STM,EPOXY CTD | 1313.84 | 18.2 | 0 | 697988727212 | 69798872721
BFV722 | 71 | ML233E D J | ML233E | 2 | BUTTERFLY VALVE,LUG,LEVER,DI BODY,ALMN/BRNZ DISC,200 WOG,EPDM LINER,DDE,NSF/ANSI 372 & 61 | 607.35 | 9.048 | 1 | 697988628984 | 69798862898
BFV722 | 71 | ML233E D K | ML233E | 2 1/2 | BUTTERFLY VALVE,LUG,LEVER,DI BODY,ALMN/BRNZ DISC,200 WOG,EPDM LINER,DDE,NSF/ANSI 372 & 61 | 607.35 | 11.2 | 1 | 697988628991 | 69798862899
BFV722 | 71 | ML233E D L | ML233E | 3 | BUTTERFLY VALVE,LUG,LEVER,DI BODY,ALMN/BRNZ DISC,200 WOG,EPDM LINER,DDE,NSF/ANSI 372 & 61 | 667.68 | 11.22 | 1 | 697988625693 | 69798862569
BFV722 | 71 | ML233E D N | ML233E | 4 | BUTTERFLY VALVE,LUG,LEVER,DI BODY,ALMN/BRNZ DISC,200 WOG,EPDM LINER,DDE,NSF/ANSI 372 & 61 | 878.81 | 17.316 | 1 | 697988625709 | 69798862570
BFV722 | 71 | ML233E D R | ML233E | 5 | BUTTERFLY VALVE,LUG,LEVER,DI BODY,ALMN/BRNZ DISC,200 WOG,EPDM LINER,DDE,NSF/ANSI 372 & 61 | 1249.27 | 21.266 | 1 | 697988629004 | 69798862900
BFV722 | 71 | ML233E D S | ML233E | 6 | BUTTERFLY VALVE,LUG,LEVER,DI BODY,ALMN/BRNZ DISC,200 WOG,EPDM LINER,DDE,NSF/ANSI 372 & 61 | 1412.96 | 25.54 | 1 | 697988625716 | 69798862571
BFV722 | 71 | ML233E D U | ML233E | 8 | BUTTERFLY VALVE,LUG,LEVER,DI BODY,ALMN/BRNZ DISC,200 WOG,EPDM LINER,DDE,NSF/ANSI 372 & 61 | 2016.04 | 40.794 | 1 | 697988625723 | 69798862572
BFV722 | 71 | ML233E D W | ML233E | 10 | BUTTERFLY VALVE,LUG,LEVER,DI BODY,ALMN/BRNZ DISC,200 WOG,EPDM LINER,DDE,NSF/ANSI 372 & 61 | 2649.33 | 66.62 | 1 | 697988629011 | 69798862901
BFV722 | 71 | ML233E DWJ | ML233E | 12 | BUTTERFLY VALVE,LUG,LEVER,DI BODY,ALMN/BRNZ DISC,200 WOG,EPDM LINER,DDE,NSF/ANSI 372 & 61 | 3868.39 | 94.7 | 1 | 697988629028 | 69798862902
BFV722 | 71 | ML233E-A A J | ML233EA | 2 | BUTTERFLY VALVE,LUG,LEVER HANDLE,DI BODY,ALUMINUM/BRONZE DSC,200 WOG,EPDM LINER,EPOXY COATED BODY | 852.91 | 9.2 | 1 | 697988717398 | 69798871739
BFV722 | 71 | ML233E-A A K | ML233EA | 2 1/2 | BUTTERFLY VALVE,LUG,LEVER HANDLE,DI BODY,ALUMINUM/BRONZE DSC,200 WOG,EPDM LINER,EPOXY CTD BODY | 852.93 | 10.9 | 1 | 697988697201 | 69798869720
BFV722 | 71 | ML233E-A A L | ML233EA | 3 | BUTTERFLY VALVE,LUG,LEVER HANDLE,DI BODY,ALUMINUM/BRONZE DSC,200 WOG,EPDM LINER,EPOXY COATED BODY | 973.52 | 13 | 1 | 697988510661 | 69798851066
BFV722 | 71 | ML233E-A A N | ML233EA | 4 | BUTTERFLY VALVE,LUG,LEVER HANDLE,DI BODY,ALUMINUM/BRONZE DSC,200 WOG,EPDM LINER,EPOXY COATED BODY | 1206.13 | 20 | 1 | 697988510678 | 69798851067
BFV722 | 71 | ML233E-A A S | ML233EA | 6 | BUTTERFLY VALVE,LUG,LEVER HANDLE,DI BODY,ALUMINUM/BRONZE DSC,200 WOG,EPDM LINER,EPOXY COATED BODY | 1848.04 | 26.1 | 1 | 697988539983 | 69798853998
BFV722 | 71 | ML233E-A A U | ML233EA | 8 | BUTTERFLY VALVE,LUG,LEVER HANDLE,DI BODY,ALUMINUM/BRONZE DSC,200 WOG,EPDM LINER,EPOXY COATED BODY | 2498.46 | 44.45 | 1 | 697988644243 | 69798864424
BFV722 | 71 | ML233E-A A W | ML233EA | 10 | BUTTERFLY VALVE,LUG,LEVER HANDLE,DI BODY,ALUMINUM/BRONZE DSC,200 WOG,EPDM LINER,EPOXY COATED BODY | 3235.17 | 76 | 1 | 697988646858 | 69798864685
BFV722 | 71 | ML233ES D J | ML233ES | 2 | BUTTERFLY VALVE,LUG,LEVER HANDLE,DI BODY,ALM/BRNZE DSC,316 STEMS,200 WOG,EPDM LINER,DOUBLE DEAD END | 689.21 | 0 | 0 | 697988741294 | 69798874129
BFV722 | 71 | ML233ES D K | ML233ES | 2 1/2 | BUTTERFLY VALVE,LUG,LEVER HANDLE,DI BODY,ALM/BRNZE DSC,316 STEMS,200 WOG,EPDM LINER,DOUBLE DEAD END | 689.21 | 11.2 | 1 | 697988710856 | 69798871085
BFV722 | 71 | ML233ES D L | ML233ES | 3 | BUTTERFLY VALVE,LUG,LEVER HANDLE,DI BODY,ALM/BRNZE DSC,316 STEMS,200 WOG,EPDM LINER,DOUBLE DEAD END | 758.16 | 18.22 | 1 | 697988710870 | 69798871087
BFV722 | 71 | ML233ES D N | ML233ES | 4 | BUTTERFLY VALVE,LUG,LEVER HANDLE,DI BODY,ALM/BRNZE DSC,316 STEMS,200 WOG,EPDM LINER,DOUBLE DEAD END | 986.48 | 18.22 | 1 | 697988658998 | 69798865899
BFV722 | 71 | ML233ES D R | ML233ES | 5 | BUTTERFLY VALVE,LUG,LEVER HANDLE,DI BODY,ALM/BRNZE DSC,316 STEMS,200 WOG,EPDM LINER,DOUBLE DEAD END | 1365.55 | 21.266 | 1 | 697988720534 | 69798872053
BFV722 | 71 | ML233ES D S | ML233ES | 6 | BUTTERFLY VALVE,LUG,LEVER HANDLE,DI BODY,ALM/BRNZE DSC,316 STEMS,200 WOG,EPDM LINER,DOUBLE DEAD END | 1559.48 | 25.54 | 1 | 697988717138 | 69798871713
BFV722 | 71 | ML233ES D U | ML233ES | 8 | BUTTERFLY VALVE,LUG,LEVER HANDLE,DI BODY,ALM/BRNZE DSC,316 STEMS,200 WOG,EPDM LINER,DOUBLE DEAD END | 2222.81 | 40.79 | 1 | 697988700048 | 69798870004
BFV722 | 71 | ML233ES-A A J | ML233ES | 2 | BUTTERFLY VALVE,LUG,LEVER HANDLE,DI BODY,ALUMINUM/BRONZE DSC,200 WOG,EPDM LNR,316 STM,EPOXY CTD | 934.74 | 9.2 | 0 | 697988731134 | 69798873113
BFV722 | 71 | ML233ES-A A K | ML233ESA | 2 1/2 | BUTTERFLY VALVE,LUG,LEVER HANDLE,DI BODY,ALUMINUM/BRONZE DSC,200 WOG,EPDM LNR,316 STM,EPOXY CTD | 934.74 | 0 | 0 | 697988731141 | 69798873114
BFV722 | 71 | ML233ES-A A L | ML233ESA | 3 | BUTTERFLY VALVE,LUG,LEVER HANDLE,DI BODY,ALUMINUM/BRONZE DSC,200 WOG,EPDM LNR,316 STM,EPOXY CTD | 1064.03 | 13 | 0 | 697988731127 | 69798873112
BFV722 | 71 | ML233ES-A A N | ML233ESA | 4 | BUTTERFLY VALVE,LUG,LEVER HANDLE,DI BODY,ALUMINUM/BRONZE DSC,200 WOG,EPDM LNR,316 STM,EPOXY CTD | 1313.84 | 17.85 | 1 | 697988719569 | 69798871956
BFV722 | 71 | ML233ES-A A R | ML233ESA | 5 | BUTTERFLY VALVE,LUG,LEVER HANDLE,DI BODY,ALUMINUM/BRONZE DSC,200 WOG,EPDM LNR,316 STM,EPOXY CTD | 1770.47 | 21 | 0 | 697988731110 | 69798873111
BFV722 | 71 | ML233ES-A A S | ML233ESA | 6 | BUTTERFLY VALVE,LUG,LEVER HANDLE,DI BODY,ALUMINUM/BRONZE DSC,200 WOG,EPDM LNR,316 STM,EPOXY CTD | 1994.53 | 25.8 | 1 | 697988718241 | 69798871824
BFV722 | 71 | ML233ES-A A U | ML233ESA | 8 | BUTTERFLY VALVE,LUG,LEVER HANDLE,DI BODY,ALUMINUM/BRONZE DSC,200 WOG,EPDM LNR,316 STM,EPOXY CTD | 2705.24 | 40.888 | 1 | 697988717442 | 69798871744
BFV722 | 71 | ML233H A J | ML233H | 2 | BUTTERFLY VALVE,LUG,LEVER HANDLE,DI BODY,ALUMINUM/BRONZE DSC,200 WOG,HYPALON LINER | 801.24 | 9.42 | 1 | 697988395220 | 69798839522
BFV722 | 71 | ML233H A L | ML233H | 3 | BUTTERFLY VALVE,LUG,LEVER HANDLE,DI BODY,ALUMINUM/BRONZE DSC,200 WOG,HYPALON LINER | 861.56 | 11.32 | 1 | 697988138131 | 69798813813
BFV722 | 71 | ML233H A N | ML233H | 4 | BUTTERFLY VALVE,LUG,LEVER HANDLE,DI BODY,ALUMINUM/BRONZE DSC,200 WOG,HYPALON LINER | 1072.66 | 18.17 | 1 | 697988138148 | 69798813814
BFV722 | 71 | ML233H A R | ML233H | 5 | BUTTERFLY VALVE,LUG,LEVER HANDLE,DI BODY,ALUMINUM/BRONZE DSC,200 WOG,HYPALON LINER | 1512.06 | 24 | 1 | 697988360532 | 69798836053
BFV722 | 71 | ML233H A S | ML233H | 6 | BUTTERFLY VALVE,LUG,LEVER HANDLE,DI BODY,ALUMINUM/BRONZE DSC,200 WOG,HYPALON LINER | 1671.39 | 25.532 | 1 | 697988138155 | 69798813815
BFV722 | 71 | ML233H A U | ML233H | 8 | BUTTERFLY VALVE,LUG,LEVER HANDLE,DI BODY,ALUMINUM/BRONZE DSC,200 WOG,HYPALON LINER | 2558.83 | 44 | 1 | 697988138162 | 69798813816
BFV722 | 71 | ML233H A W | ML233H | 10 | BUTTERFLY VALVE,LUG,LEVER HANDLE,DI BODY,ALUMINUM/BRONZE DSC,200 WOG,HYPALON LINER | 3252.4 | 76 | 1 | 697988355484 | 69798835548
BFV722 | 71 | ML233H AWJ | ML233H | 12 | BUTTERFLY VALVE,LUG,LEVER HANDLE,DI BODY,ALUMINUM/BRONZE DSC,200 WOG,HYPALON LINER | 4798.89 | 111 | 1 | 697988367449 | 69798836744
BFV722 | 71 | ML233NB A J | ML233NB | 2 | BUTTERFLY,LUG BODY,LEVER HANDLE,DUCTILE IRON BODY,ALUMINUM/BRONZE DISC,BLACK NEOPRENE LINER,200 PSI | 801.24 | 8.9 | 0 | 697988727342 | 69798872734
BFV722 | 71 | ML233NB A N | ML233NB | 4 | BUTTERFLY,LUG BODY,LEVER HANDLE,DUCTILE IRON BODY,ALUMINUM/BRONZE DISC,BLACK NEOPRENE LINER,200 PSI | 1072.67 | 18.12 | 0 | 697988727335 | 69798872733
BFV722 | 71 | ML233NB A R | ML233NB | 5 | BUTTERFLY,LUG BODY,LEVER HANDLE,DUCTILE IRON BODY,ALUMINUM/BRONZE DISC,BLACK NEOPRENE LINER,200 PSI | 1507.7 | 21.96 | 0 | 697988727328 | 69798872732
BFV722 | 71 | ML233NW A U | ML233NW | 8 | BUTTERFLY VALVE,LUG,LEVER HANDLE,DI BODY,ALUMINUM/BRONZE DSC,200 WOG,WHITE NEOPRENE LINER | 2610.49 | 44 | 1 | 697988569744 | 69798856974
BFV722 | 71 | ML233V A J | ML233V | 2 | BUTTERFLY VALVE,LUG,LEVER HANDLE,DI BODY,ALUMINUM/BRONZE DSC,200 WOG,VITON LINER | 1128.56 | 11 | 1 | 697988138179 | 69798813817
BFV722 | 71 | ML233V A K | ML233V | 2 1/2 | BUTTERFLY VALVE,LUG,LEVER HANDLE,DI BODY,ALUMINUM/BRONZE DSC,200 WOG,VITON LINER | 1128.56 | 11.4 | 1 | 697988578944 | 69798857894
BFV722 | 71 | ML233V A L | ML233V | 3 | BUTTERFLY VALVE,LUG,LEVER HANDLE,DI BODY,ALUMINUM/BRONZE DSC,200 WOG,VITON LINER | 1188.89 | 11.466 | 1 | 697988138186 | 69798813818
BFV722 | 71 | ML233V A N | ML233V | 4 | BUTTERFLY VALVE,LUG,LEVER HANDLE,DI BODY,ALUMINUM/BRONZE DSC,200 WOG,VITON LINER | 1507.74 | 18.22 | 1 | 697988138193 | 69798813819
BFV722 | 71 | ML233V A R | ML233V | 5 | BUTTERFLY VALVE,LUG,LEVER HANDLE,DI BODY,ALUMINUM/BRONZE DSC,200 WOG,VITON LINER | 2166.85 | 21.122 | 1 | 697988502574 | 69798850257
BFV722 | 71 | ML233V A S | ML233V | 6 | BUTTERFLY VALVE,LUG,LEVER HANDLE,DI BODY,ALUMINUM/BRONZE DSC,200 WOG,VITON LINER | 2352.05 | 26.174 | 1 | 697988387348 | 69798838734
BFV722 | 71 | ML233V A U | ML233V | 8 | BUTTERFLY VALVE,LUG,LEVER HANDLE,DI BODY,ALUMINUM/BRONZE DSC,200 WOG,VITON LINER | 3657.32 | 40.918 | 1 | 697988387355 | 69798838735
BFV722 | 71 | ML233V A W | ML233V | 10 | BUTTERFLY VALVE,LUG,LEVER HANDLE,DI BODY,ALUMINUM/BRONZE DSC,200 WOG,VITON LINER | 4562 | 63.45 | 1 | 697988569683 | 69798856968
BFV722 | 71 | ML233V AWJ | ML233V | 12 | BUTTERFLY VALVE,LUG,LEVER HANDLE,DI BODY,ALUMINUM/BRONZE DSC,200 WOG,VITON LINER | 6246.3 | 111 | 1 | 697988572409 | 69798857240
BFV722 | 71 | ML233VS A K | ML233VS | 2 1/2 | BUTTERFLY VALVE,LUG,LEVER HANDLE,DI BODY,ALM/BRZ DSC,200 WOG,VITON LINER,316 SS STEM | 1210.39 | 0 | 1 | 697988591875 | 69798859187
BFV722 | 71 | ML233VS A L | ML233VS | 3 | BUTTERFLY VALVE,LUG,LEVER HANDLE,DI BODY,ALUM/BRZ DSC,200 WOG,VITON LNR,316 STM W/AB OR NP DSC | 1279.35 | 0 | 1 | 697988590038 | 69798859003
BFV722 | 71 | ML233VS A N | ML233VS | 4 | BUTTERFLY VALVE,LUG,LEVER HNDL,DI BODY,ALUMINUM/BRONZE DSC,200 WOG,VITON LNR,316 STEM W/AB OR NP DSC | 1615.43 | 20 | 1 | 697988587816 | 69798858781
BFV722 | 71 | ML233VS A R | ML233VS | 5 | BUTTERFLY VALVE,LUG,LEVER HNDL,DI BODY,ALUMINUM/BRONZE DSC,200 WOG,VITON LNR,316 STEM W/AB OR NP DSC | 2283.16 | 24 | 1 | 697988642720 | 69798864272
BFV722 | 71 | ML234B D J | ML234B | 2 | BUTTERFLY VALVE,LUG,LEVER HANDLE,DI BODY,SS DISC,200 WOG,BUNA LINER,DOUBLE DEAD END | 766.81 | 9.5 | 1 | 697988638839 | 69798863883
BFV722 | 71 | ML234B D K | ML234B | 2 1/2 | BUTTERFLY VALVE,LUG,LEVER HANDLE,DI BODY,SS DISC,200 WOG,BUNA LINER,DOUBLE DEAD END | 766.81 | 10.74 | 1 | 697988638846 | 69798863884
BFV722 | 71 | ML234B D L | ML234B | 3 | BUTTERFLY VALVE,LUG,LEVER HANDLE,DI BODY,SS DISC,200 WOG,BUNA LINER,DOUBLE DEAD END | 934.8 | 11.82 | 1 | 697988638853 | 69798863885
BFV722 | 71 | ML234B D N | ML234B | 4 | BUTTERFLY VALVE,LUG,LEVER HANDLE,DI BODY,SS DISC,200 WOG,BUNA LINER,DOUBLE DEAD END | 1184.6 | 18.64 | 1 | 697988638860 | 69798863886
BFV722 | 71 | ML234B D R | ML234B | 5 | BUTTERFLY VALVE,LUG,LEVER HANDLE,DI BODY,SS DISC,200 WOG,BUNA LINER,DOUBLE DEAD END | 1602.5 | 22.28 | 1 | 697988638877 | 69798863887
BFV722 | 71 | ML234B D S | ML234B | 6 | BUTTERFLY VALVE,LUG,LEVER HANDLE,DI BODY,SS DISC,200 WOG,BUNA LINER,DOUBLE DEAD END | 1783.39 | 26.58 | 1 | 697988638884 | 69798863888
BFV722 | 71 | ML234B D U | ML234B | 8 | BUTTERFLY VALVE,LUG,LEVER HANDLE,DI BODY,SS DISC,200 WOG,BUNA LINER,DOUBLE DEAD END | 2735.41 | 44.36 | 1 | 697988638891 | 69798863889
BFV722 | 71 | ML234B D W | ML234B | 10 | BUTTERFLY VALVE,LUG,LEVER HANDLE,DI BODY,SS DISC,200 WOG,BUNA LINER,DOUBLE DEAD END | 4372.43 | 70.68 | 1 | 697988638907 | 69798863890
BFV722 | 71 | ML234B DWJ | ML234B | 12 | BUTTERFLY VALVE,LUG,LEVER HANDLE,DI BODY,SS DISC,200 WOG,BUNA LINER,DOUBLE DEAD END | 5884.44 | 99.3 | 1 | 697988638914 | 69798863891
BFV722 | 71 | ML234B-A A K | ML234BA | 2 1/2 | BUTTERFLY VALVE,LUG,LEVER HANDLE,DI BODY,SS DISC,200 WOG,BUNA LINER,EPOXY COATED BODY | 1012.36 | 11.65 | 1 | 697988644427 | 69798864442
BFV722 | 71 | ML234B-A A L | ML234BA | 3 | BUTTERFLY VALVE,LUG,LEVER HANDLE,DI BODY,SS DISC,200 WOG,BUNA LINER,EPOXY COATED BODY | 1240.67 | 11.662 | 1 | 697988644410 | 69798864441
BFV722 | 71 | ML234B-A A N | ML234BA | 4 | BUTTERFLY VALVE,LUG,LEVER HANDLE,DI BODY,SS DISC,200 WOG,BUNA LINER,EPOXY COATED BODY | 1511.96 | 17.696 | 1 | 697988644403 | 69798864440
BFV722 | 71 | ML234B-A A S | ML234BA | 6 | BUTTERFLY VALVE,LUG,LEVER HANDLE,DI BODY,SS DISC,200 WOG,BUNA LINER,EPOXY COATED BODY | 2218.47 | 24.3 | 1 | 697988644397 | 69798864439
BFV722 | 71 | ML234B-A A U | ML234BA | 8 | BUTTERFLY VALVE,LUG,LEVER HANDLE,DI BODY,SS DISC,200 WOG,BUNA LINER,EPOXY COATED BODY | 3217.84 | 44 | 1 | 697988669680 | 69798866968
BFV722 | 71 | ML234B-A A W | ML234BA | 10 | BUTTERFLY VALVE,LUG,LEVER HANDLE,DI BODY,SS DISC,200 WOG,BUNA LINER,EPOXY COATED BODY | 4958.29 | 71.45 | 1 | 697988644434 | 69798864443
BFV722 | 71 | ML234E D J | ML234E | 2 | BUTTERFLY VALVE,LUG,LEVER HANDLE,DI BODY,SS DISC,200 WOG,EPDM LINER,DOUBLE DEAD END | 766.81 | 9.6 | 1 | 697988638747 | 69798863874
BFV722 | 71 | ML234E D K | ML234E | 2 1/2 | BUTTERFLY VALVE,LUG,LEVER HANDLE,DI BODY,SS DISC,200 WOG,EPDM LINER,DOUBLE DEAD END | 766.81 | 10.98 | 1 | 697988638754 | 69798863875
BFV722 | 71 | ML234E D L | ML234E | 3 | BUTTERFLY VALVE,LUG,LEVER HANDLE,DI BODY,SS DISC,200 WOG,EPDM LINER,DOUBLE DEAD END | 934.8 | 11.8 | 1 | 697988638761 | 69798863876
BFV722 | 71 | ML234E D N | ML234E | 4 | BUTTERFLY VALVE,LUG,LEVER HANDLE,DI BODY,SS DISC,200 WOG,EPDM LINER,DOUBLE DEAD END | 1184.6 | 18.4 | 1 | 697988638778 | 69798863877
BFV722 | 71 | ML234E D R | ML234E | 5 | BUTTERFLY VALVE,LUG,LEVER HANDLE,DI BODY,SS DISC,200 WOG,EPDM LINER,DOUBLE DEAD END | 1602.5 | 22.82 | 1 | 697988638785 | 69798863878
BFV722 | 71 | ML234E D S | ML234E | 6 | BUTTERFLY VALVE,LUG,LEVER HANDLE,DI BODY,SS DISC,200 WOG,EPDM LINER,DOUBLE DEAD END | 1783.39 | 25.72 | 1 | 697988638792 | 69798863879
BFV722 | 71 | ML234E D U | ML234E | 8 | BUTTERFLY VALVE,LUG,LEVER HANDLE,DI BODY,SS DISC,200 WOG,EPDM LINER,DOUBLE DEAD END | 2735.41 | 43.62 | 1 | 697988638808 | 69798863880
BFV722 | 71 | ML234E D W | ML234E | 10 | BUTTERFLY VALVE,LUG,LEVER HANDLE,DI BODY,SS DISC,200 WOG,EPDM LINER,DOUBLE DEAD END | 4372.43 | 71.6 | 1 | 697988638815 | 69798863881
BFV722 | 71 | ML234E DWJ | ML234E | 12 | BUTTERFLY VALVE,LUG,LEVER HANDLE,DI BODY,SS DISC,200 WOG,EPDM LINER,DOUBLE DEAD END | 5884.44 | 98.46 | 1 | 697988638822 | 69798863882
BFV722 | 71 | ML234E-A A J | ML234EA | 2 | BUTTERFLY VALVE,LUG,LEVER HANDLE,DI BODY,SS DISC,200 WOG,EPDM LINER,EPOXY COATED BODY | 1012.36 | 9.34 | 1 | 697988396876 | 69798839687
BFV722 | 71 | ML234E-A A K | ML234EA | 2 1/2 | BUTTERFLY VALVE,LUG,LEVER HANDLE,DI BODY,SS DISC,200 WOG,EPDM LINER,EPOXY COATED BODY | 1012.36 | 11.22 | 1 | 697988396883 | 69798839688
BFV722 | 71 | ML234E-A A L | ML234EA | 3 | BUTTERFLY VALVE,LUG,LEVER HANDLE,DI BODY,SS DISC,200 WOG,EPDM LINER,EPOXY COATED BODY | 1240.67 | 11.12 | 1 | 697988138384 | 69798813838
BFV722 | 71 | ML234E-A A N | ML234EA | 4 | BUTTERFLY VALVE,LUG,LEVER HANDLE,DI BODY,SS DISC,200 WOG,EPDM LINER,EPOXY COATED BODY | 1511.96 | 17.696 | 1 | 697988396890 | 69798839689
BFV722 | 71 | ML234E-A A R | ML234EA | 5 | BUTTERFLY VALVE,LUG,LEVER HANDLE,DI BODY,SS DISC,200 WOG,EPDM LINER,EPOXY COATED BODY | 2007.41 | 22.82 | 1 | 697988704299 | 69798870429
BFV722 | 71 | ML234E-A A S | ML234EA | 6 | BUTTERFLY VALVE,LUG,LEVER HANDLE,DI BODY,SS DISC,200 WOG,EPDM LINER,EPOXY COATED BODY | 2218.47 | 25.9 | 1 | 697988398511 | 69798839851
BFV722 | 71 | ML234E-A A U | ML234EA | 8 | BUTTERFLY VALVE,LUG,LEVER HANDLE,DI BODY,SS DISC,200 WOG,EPDM LINER,EPOXY COATED BODY | 3217.84 | 43.4 | 1 | 697988398528 | 69798839852
BFV722 | 71 | ML234E-A A W | ML234EA | 10 | BUTTERFLY VALVE,LUG,LEVER HANDLE,DI BODY,SS DISC,200 WOG,EPDM LINER,EPOXY COATED BODY | 4958.29 | 71.45 | 1 | 697988398535 | 69798839853
BFV722 | 71 | ML234E-A AWJ | ML234EA | 12 | BUTTERFLY VALVE,LUG,LEVER HANDLE,DI BODY,SS DISC,200 WOG,EPDM LINER,EPOXY COATED BODY | 6689.97 | 111 | 1 | 697988398542 | 69798839854
BFV722 | 71 | ML234E-A-DA A J | ML234EADA | 2 | BUTTERFLY VALVE,LUG,LEVER HANDLE,DI BODY,SS DISC,200 WOG,EPDM LINER,EPOXY COATED BODY,DRY ASSEMBLED | 1012.36 | 9.34 | 1 | 697988705326 | 69798870532
BFV722 | 71 | ML234E-A-DA A K | ML234EADA | 2 1/2 | BUTTERFLY VALVE,LUG,LEVER HANDLE,DI BODY,SS DISC,200 WOG,EPDM LINER,EPOXY COATED BODY,DRY ASSEMBLED | 1012.36 | 11.22 | 1 | 697988705333 | 69798870533
BFV722 | 71 | ML234E-A-DA A L | ML234EADA | 3 | BUTTERFLY VALVE,LUG,LEVER HANDLE,DI BODY,SS DISC,200 WOG,EPDM LINER,EPOXY COATED BODY,DRY ASSEMBLED | 1240.67 | 11.12 | 1 | 697988705340 | 69798870534
BFV722 | 71 | ML234E-A-DA A N | ML234EADA | 4 | BUTTERFLY VALVE,LUG,LEVER HANDLE,DI BODY,SS DISC,200 WOG,EPDM LINER,EPOXY COATED BODY,DRY ASSEMBLED | 1511.95 | 17.696 | 1 | 697988705357 | 69798870535
BFV722 | 71 | ML234E-A-DA A R | ML234EADA | 5 | BUTTERFLY VALVE,LUG,LEVER HANDLE,DI BODY,SS DISC,200 WOG,EPDM LINER,EPOXY COATED BODY,DRY ASSEMBLED | 2007.41 | 22.82 | 1 | 697988705364 | 69798870536
BFV722 | 71 | ML234E-A-DA A S | ML234EADA | 6 | BUTTERFLY VALVE,LUG,LEVER HANDLE,DI BODY,SS DISC,200 WOG,EPDM LINER,EPOXY COATED BODY,DRY ASSEMBLED | 2218.47 | 25.9 | 1 | 697988705371 | 69798870537
BFV722 | 71 | ML234H A J | ML234H | 2 | BUTTERFLY VALVE,LUG,LEVER HANDLE,DI BODY,SS DISC,200 WOG,HYPALON LINER | 960.69 | 11 | 1 | 697988138391 | 69798813839
BFV722 | 71 | ML234H A L | ML234H | 3 | BUTTERFLY VALVE,LUG,LEVER HANDLE,DI BODY,SS DISC,200 WOG,HYPALON LINER | 1128.69 | 12.18 | 1 | 697988138414 | 69798813841
BFV722 | 71 | ML234H A N | ML234H | 4 | BUTTERFLY VALVE,LUG,LEVER HANDLE,DI BODY,SS DISC,200 WOG,HYPALON LINER | 1378.49 | 18.3 | 1 | 697988138421 | 69798813842
BFV722 | 71 | ML234NB A L | ML234NB | 3 | BUTTERFLY VALVE,LUG,LEVER HANDLE,DI BODY,SS DISC,200 WOG,BLACK NEOPRENE LINER | 1128.69 | 18.64 | 1 | 697988697348 | 69798869734
BFV722 | 71 | ML234NB A N | ML234NB | 4 | BUTTERFLY VALVE,LUG,LEVER HANDLE,DI BODY,SS DISC,200 WOG,BLACK NEOPRENE LINER | 1378.49 | 18.64 | 1 | 697988138452 | 69798813845
BFV722 | 71 | ML234NB A S | ML234NB | 6 | BUTTERFLY VALVE,LUG,LEVER HANDLE,DI BODY,SS DISC,200 WOG,BLACK NEOPRENE LINER | 2041.85 | 28 | 1 | 697988138469 | 69798813846
BFV722 | 71 | ML234NB-A A J | ML234NBA | 2 | BUTTERFLY VALVE,LUG,LEVER HANDLE,DI BODY,SS DISC,200 WOG,BLACK NEOPRENE LINER,EPOXY COATED BODY | 1206.22 | 9 | 0 | 697988732636 | 69798873263
BFV722 | 71 | ML234NB-A A N | ML234NBA | 4 | BUTTERFLY VALVE,LUG,LEVER HANDLE,DI BODY,SS DISC,200 WOG,BLACK NEOPRENE LINER,EPOXY COATED BODY | 1705.84 | 17.7 | 0 | 697988732629 | 69798873262
BFV722 | 71 | ML234NB-A A R | ML234NBA | 5 | BUTTERFLY VALVE,LUG,LEVER HANDLE,DI BODY,SS DISC,200 WOG,BLACK NEOPRENE LINER,EPOXY COATED BODY | 2265.83 | 22.8 | 0 | 697988732612 | 69798873261
BFV722 | 71 | ML234NW A L | ML234NW | 3 | BUTTERFLY VALVE,LUG,LEVER HANDLE,DI BODY,SS DISC,200 WOG,WHITE NEOPRENE LINER | 1141.55 | 13 | 1 | 697988340183 | 69798834018
BFV722 | 71 | ML234NW A S | ML234NW | 6 | BUTTERFLY VALVE,LUG,LEVER HANDLE,DI BODY,SS DISC,200 WOG,WHITE NEOPRENE LINER | 2093.59 | 28 | 1 | 697988344358 | 69798834435
BFV722 | 71 | ML234NW-A A L | ML234NWA | 3 | BUTTERFLY VALVE,LUG,LEVER HANDLE,DI BODY,SS DISC,200 WOG,WHITE NEOPRENE LINER,EPOXY COATED BODY | 1447.44 | 11.64 | 1 | 697988632820 | 69798863282
BFV722 | 71 | ML234NW-A A N | ML234NWA | 4 | BUTTERFLY VALVE,LUG,LEVER HANDLE,DI BODY,SS DISC,200 WOG,WHITE NEOPRENE LINER,EPOXY COATED BODY | 1718.72 | 19.1 | 1 | 697988632837 | 69798863283
BFV722 | 71 | ML234NW-A A R | ML234NWA | 5 | BUTTERFLY VALVE,LUG,LEVER HANDLE,DI BODY,SS DISC,200 WOG,WHITE NEOPRENE LINER,EPOXY COATED BODY | 2317.6 | 22.8 | 0 | 697988727120 | 69798872712
BFV722 | 71 | ML234T A J | ML234T | 2 | BUTTERFLY VALVE,LUG,LEVER HANDLE,DI BODY,SS DISC,200 WOG,TEFLON LINER | 2192.71 | 9.6 | 1 | 697988379015 | 69798837901
BFV722 | 71 | ML234T A K | ML234T | 2 1/2 | BUTTERFLY VALVE,LUG,LEVER HANDLE,DI BODY,SS DISC,200 WOG,TEFLON LINER | 2399.48 | 12.5 | 1 | 697988379022 | 69798837902
BFV722 | 71 | ML234T A L | ML234T | 3 | BUTTERFLY VALVE,LUG,LEVER HANDLE,DI BODY,SS DISC,200 WOG,TEFLON LINER | 2619.14 | 11.73 | 1 | 697988345287 | 69798834528
BFV722 | 71 | ML234T A N | ML234T | 4 | BUTTERFLY VALVE,LUG,LEVER HANDLE,DI BODY,SS DISC,200 WOG,TEFLON LINER | 3131.72 | 18.62 | 1 | 697988138476 | 69798813847
BFV722 | 71 | ML234T A S | ML234T | 6 | BUTTERFLY VALVE,LUG,LEVER HANDLE,DI BODY,SS DISC,200 WOG,TEFLON LINER | 4372.35 | 25.26 | 1 | 697988361249 | 69798836124
BFV722 | 71 | ML234T-A A L | ML234TA | 3 | BUTTERFLY VALVE,LUG,LEVER HANDLE,DI BODY,SS DISC,200 WOG,TEFLON LINER,EPOXY COATED BODY | 2925 | 11.73 | 1 | 697988707696 | 69798870769
BFV722 | 71 | ML234T-A A N | ML234TA | 4 | BUTTERFLY VALVE,LUG,LEVER HANDLE,DI BODY,SS DISC,200 WOG,TEFLON LINER,EPOXY COATED BODY | 3459.06 | 22.82 | 1 | 697988668867 | 69798866886
BFV722 | 71 | ML234T-A A S | ML234TA | 6 | BUTTERFLY VALVE,LUG,LEVER HANDLE,DI BODY,SS DISC,200 WOG,TEFLON LINER,EPOXY COATED BODY | 4807.41 | 28 | 1 | 697988593725 | 69798859372
BFV722 | 71 | ML234V A J | ML234V | 2 | BUTTERFLY VALVE,LUG,LEVER HANDLE,DI BODY,SS DISC,200 WOG,VITON LINER | 1288 | 9.42 | 1 | 697988138483 | 69798813848
BFV722 | 71 | ML234V A K | ML234V | 2 1/2 | BUTTERFLY VALVE,LUG,LEVER HANDLE,DI BODY,SS DISC,200 WOG,VITON LINER | 1288 | 10.068 | 1 | 697988138490 | 69798813849
BFV722 | 71 | ML234V A L | ML234V | 3 | BUTTERFLY VALVE,LUG,LEVER HANDLE,DI BODY,SS DISC,200 WOG,VITON LINER | 1456 | 11.374 | 1 | 697988138506 | 69798813850
BFV722 | 71 | ML234V A N | ML234V | 4 | BUTTERFLY VALVE,LUG,LEVER HANDLE,DI BODY,SS DISC,200 WOG,VITON LINER | 1813.57 | 18.132 | 1 | 697988138513 | 69798813851
BFV722 | 71 | ML234V A R | ML234V | 5 | BUTTERFLY VALVE,LUG,LEVER HANDLE,DI BODY,SS DISC,200 WOG,VITON LINER | 2520.1 | 21.956 | 1 | 697988138520 | 69798813852
BFV722 | 71 | ML234V A S | ML234V | 6 | BUTTERFLY VALVE,LUG,LEVER HANDLE,DI BODY,SS DISC,200 WOG,VITON LINER | 2722.51 | 26.484 | 1 | 697988138537 | 69798813853
BFV722 | 71 | ML234V A U | ML234V | 8 | BUTTERFLY VALVE,LUG,LEVER HANDLE,DI BODY,SS DISC,200 WOG,VITON LINER | 4376.7 | 42.32 | 1 | 697988138544 | 69798813854
BFV722 | 71 | ML234V A W | ML234V | 10 | BUTTERFLY VALVE,LUG,LEVER HANDLE,DI BODY,SS DISC,200 WOG,VITON LINER | 6285.12 | 76 | 1 | 697988138551 | 69798813855
BFV722 | 71 | ML234V-A A J | ML234VA | 2 | BUTTERFLY VALVE,LUG,LEVER HANDLE,DI BODY,SS DISC,200 WOG,VITON LINER,EPOXY COATED BODY | 1533.56 | 11 | 1 | 697988525016 | 69798852501
BFV722 | 71 | ML234V-A A K | ML234VA | 2 1/2 | BUTTERFLY VALVE,LUG,LEVER HANDLE,DI BODY,SS DISC,200 WOG,VITON LINER,EPOXY COATED BODY | 1533.56 | 12.5 | 1 | 697988590045 | 69798859004
BFV722 | 71 | ML234V-A A L | ML234VA | 3 | BUTTERFLY VALVE,LUG,LEVER HANDLE,DI BODY,SS DISC,200 WOG,VITON LINER,EPOXY COATED BODY | 1761.87 | 11.66 | 1 | 697988525023 | 69798852502
BFV722 | 71 | ML234V-A A N | ML234VA | 4 | BUTTERFLY VALVE,LUG,LEVER HANDLE,DI BODY,SS DISC,200 WOG,VITON LINER,EPOXY COATED BODY | 2140.91 | 20 | 1 | 697988525030 | 69798852503
BFV722 | 71 | ML234V-A A R | ML234VA | 5 | BUTTERFLY VALVE,LUG,LEVER HANDLE,DI BODY,SS DISC,200 WOG,VITON LINER,EPOXY COATED BODY | 2925.01 | 42.32 | 1 | 697988569065 | 69798856906
BFV722 | 71 | ML234V-A A S | ML234VA | 6 | BUTTERFLY VALVE,LUG,LEVER HANDLE,DI BODY,SS DISC,200 WOG,VITON LINER,EPOXY COATED BODY | 3157.54 | 26.75 | 1 | 697988550797 | 69798855079
BFV722 | 71 | ML234V-A A U | ML234VA | 8 | BUTTERFLY VALVE,LUG,LEVER HANDLE,DI BODY,SS DISC,200 WOG,VITON LINER,EPOXY COATED BODY | 4859.12 | 44 | 1 | 697988569072 | 69798856907
BFV722 | 71 | ML234V-A A W | ML234VA | 10 | BUTTERFLY VALVE,LUG,LEVER HANDLE,DI BODY,SS DISC,200 WOG,VITON LINER,EPOXY COATED BODY | 6870.96 | 76 | 1 | 697988594999 | 69798859499
BFV722 | 71 | ML234V-DA A N | ML234VDA | 4 | BUTTERFLY VALVE,LUG,LEVER HANDLE,DI BODY,SS DISC,200 WOG,VITON LINER,DRY ASSEMBLED | 1813.57 | 20 | 1 | 697988138605 | 69798813860
BFV722 | 71 | ML234V-DA A S | ML234VDA | 6 | BUTTERFLY VALVE,LUG,LEVER HANDLE,DI BODY,SS DISC,200 WOG,VITON LINER,DRY ASSEMBLED | 2722.52 | 28 | 1 | 697988138629 | 69798813862
BFV722 | 71 | ML237B A S | ML237B | 6 | BUTTERFLY VALVE,LUG,LEVER HANDLE,DI BODY,NYLON COATED DI DISC,200 WOG,BUNA LINER | 1438.81 | 23.2 | 1 | 697988704411 | 69798870441
BFV722 | 71 | ML237B A U | ML237B | 8 | BUTTERFLY VALVE,LUG,LEVER HANDLE,DI BODY,NYLON COATED DI DISC,200 WOG,BUNA LINER | 1916.99 | 44 | 1 | 697988704428 | 69798870442
BFV722 | 71 | ML237E A K | ML237E | 2 1/2 | BUTTERFLY VALVE,LUG,LEVER HANDLE,DI BODY,NYLON COATED DI DISC,200 WOG,EPDM LINER | 633.22 | 11.65 | 1 | 697988637498 | 69798863749
BFV722 | 71 | ML237E A L | ML237E | 3 | BUTTERFLY VALVE,LUG,LEVER HANDLE,DI BODY,NYLON COATED DI DISC,200 WOG,EPDM LINER | 719.4 | 11.404 | 1 | 697988634053 | 69798863405
BFV722 | 71 | ML237NB A S | ML237NB | 6 | BUTTERFLY VALVE,LUG,LEVER HANDLE,DI BODY,NYLON COATED DI DISC,200 WOG,BLACK NEOPRENE LINER | 1697.24 | 23.2 | 1 | 697988501102 | 69798850110
BFV722 | 71 | ML238B AWJ | ML238B | 12 | BUTTERFLY VALVE,LUG,LEVER HANDLE,DI BODY,EPOXY COATED DI DISC,200 WOG,BUNA LINER | 3416.02 | 111 | 1 | 697988504851 | 69798850485
BFV722 | 71 | ML238B-A A U | ML238BA | 8 | BUTTERFLY VALVE,LUG,LEVER HANDLE,DI BODY,EPOXY COATED DI DISC,200 WOG,BUNA LINER,EPOXY COATED BODY | 2364.97 | 44.45 | 1 | 697988628076 | 69798862807
BFV722 | 71 | ML238E-A A L | ML238EA | 3 | BUTTERFLY VALVE,LUG,LEVER HANDLE,DI BODY,EPOXY COATED DI DISC,200 WOG,EPDM LINER,EPOXY COATED BODY | 1003.74 | 11.068 | 1 | 697988588448 | 69798858844
BFV722 | 71 | ML238E-A A N | ML238EA | 4 | BUTTERFLY VALVE,LUG,LEVER HANDLE,DI BODY,EPOXY COATED DI DISC,200 WOG,EPDM LINER,EPOXY COATED BODY | 1206.18 | 20 | 1 | 697988574649 | 69798857464
BFV722 | 71 | ML238E-A A S | ML238EA | 6 | BUTTERFLY VALVE,LUG,LEVER HANDLE,DI BODY,EPOXY COATED DI DISC,200 WOG,EPDM LINER,EPOXY COATED BODY | 1852.31 | 28 | 1 | 697988574656 | 69798857465
BFV722 | 71 | ML238E-A A U | ML238EA | 8 | BUTTERFLY VALVE,LUG,LEVER HANDLE,DI BODY,EPOXY COATED DI DISC,200 WOG,EPDM LINER,EPOXY COATED BODY | 2364.97 | 44 | 1 | 697988574663 | 69798857466
BFV722 | 71 | ML238ES A K | ML238ES | 2 1/2 | BUTTERFLY VALVE,LUG,LEVER HNDL,DI BODY,EPOXY COATED DI DISC,200 WOG,EPDM LNR,316 STEM W/AB OR NP DSC | 697.85 | 11.65 | 1 | 697988607668 | 69798860766
BFV722 | 71 | ML238ES A L | ML238ES | 3 | BUTTERFLY VALVE,LUG,LEVER HNDL,DI BODY,EPOXY COATED DI DISC,200 WOG,EPDM LNR,316 STEM W/AB OR NP DSC | 788.35 | 11.068 | 1 | 697988488502 | 69798848850
BFV722 | 71 | ML238ES A N | ML238ES | 4 | BUTTERFLY VALVE,LUG,LEVER HNDL,DI BODY,EPOXY COATED DI DISC,200 WOG,EPDM LNR,316 STEM W/AB OR NP DSC | 986.5 | 17.182 | 1 | 697988488519 | 69798848851
BFV722 | 71 | ML238ES A S | ML238ES | 6 | BUTTERFLY VALVE,LUG,LEVER HNDL,DI BODY,EPOXY COATED DI DISC,200 WOG,EPDM LNR,316 STEM W/AB OR NP DSC | 1563.74 | 25.78 | 1 | 697988488526 | 69798848852
BFV722 | 71 | ML238ES A U | ML238ES | 8 | BUTTERFLY VALVE,LUG,LEVER HNDL,DI BODY,EPOXY COATED DI DISC,200 WOG,EPDM LNR,316 STEM W/AB OR NP DSC | 2089.3 | 40.888 | 1 | 697988498457 | 69798849845
BFV722 | 70 | ML322B D J | ML222B | 2 | BUTTERFLY VALVE,LUG,GEAR OPERATOR,CI BODY,NICKEL PLTD DI IRON DISC,200 WOG,BUNA LINER,DBL DEAD END | 1038.16 | 9.2 | 1 | 697988623477 | 69798862347
BFV722 | 70 | ML322B D K | ML322B | 2 1/2 | BUTTERFLY VALVE,LUG,GEAR OPERATOR,CI BODY,NICKEL PLTD DI IRON DISC,200 WOG,BUNA LINER,DBL DEAD END | 1038.16 | 14.5 | 1 | 697988623484 | 69798862348
BFV722 | 70 | ML322B D L | ML322B | 3 | BUTTERFLY VALVE,LUG,GEAR OPERATOR,CI BODY,NICKEL PLTD DI IRON DISC,200 WOG,BUNA LINER,DBL DEAD END | 1085.53 | 15 | 1 | 697988623491 | 69798862349
BFV722 | 70 | ML322B D N | ML322B | 4 | BUTTERFLY VALVE,LUG,GEAR OPERATOR,CI BODY,NICKEL PLTD DI IRON DISC,200 WOG,BUNA LINER,DBL DEAD END | 1244.91 | 26.24 | 1 | 697988623507 | 69798862350
BFV722 | 70 | ML322B D R | ML322B | 5 | BUTTERFLY VALVE,LUG,GEAR OPERATOR,CI BODY,NICKEL PLTD DI IRON DISC,200 WOG,BUNA LINER,DBL DEAD END | 1503.4 | 25 | 1 | 697988623514 | 69798862351
BFV722 | 70 | ML322B D S | ML322B | 6 | BUTTERFLY VALVE,LUG,GEAR OPERATOR,CI BODY,NICKEL PLTD DI IRON DISC,200 WOG,BUNA LINER,DBL DEAD END | 1680.06 | 33.24 | 1 | 697988623521 | 69798862352
BFV722 | 70 | ML322B D U | ML322B | 8 | BUTTERFLY VALVE,LUG,GEAR OPERATOR,CI BODY,NICKEL PLTD DI IRON DISC,200 WOG,BUNA LINER,DBL DEAD END | 2201.27 | 58.44 | 1 | 697988623538 | 69798862353
BFV722 | 70 | ML322B D W | ML322B | 10 | BUTTERFLY VALVE,LUG,GEAR OPERATOR,CI BODY,NICKEL PLTD DI IRON DISC,200 WOG,BUNA LINER,DBL DEAD END | 2804.38 | 74.95 | 1 | 697988623545 | 69798862354
BFV722 | 70 | ML322B DWJ | ML322B | 12 | BUTTERFLY VALVE,LUG,GEAR OPERATOR,CI BODY,NICKEL PLTD DI IRON DISC,200 WOG,BUNA LINER,DBL DEAD END | 3476.37 | 109.76 | 1 | 697988623552 | 69798862355
BFV722 | 77 | ML322B A14 | ML322B | 14 | BUTTERFLY VALVE,LUG,GEAR OPERATOR,CI BODY,NICKEL PLTD DI IRON DISC,150 WOG,BUNA LINER | 4501.62 | 176 | 1 | 697988138810 | 69798813881
BFV722 | 77 | ML322B A16 | ML322B | 16 | BUTTERFLY VALVE,LUG,GEAR OPERATOR,CI BODY,NICKEL PLTD DI IRON DISC,150 WOG,BUNA LINER | 6670.59 | 237 | 1 | 697988138827 | 69798813882
BFV722 | 77 | ML322B A18 | ML322B | 18 | BUTTERFLY VALVE,LUG,GEAR OPERATOR,CI BODY,NICKEL PLTD DI IRON DISC,150 WOG,BUNA LINER | 8389.41 | 328 | 1 | 697988138834 | 69798813883
BFV722 | 77 | ML322B A20 | ML322B | 20 | BUTTERFLY VALVE,LUG,GEAR OPERATOR,CI BODY,NICKEL PLTD DI IRON DISC,150 WOG,BUNA LINER | 10599.28 | 416 | 1 | 697988138841 | 69798813884
BFV722 | 77 | ML322B A24 | ML322B | 24 | BUTTERFLY VALVE,LUG,GEAR OPERATOR,CI BODY,NICKEL PLTD DI IRON DISC,150 WOG,BUNA LINER | 17814.21 | 650 | 1 | 697988138858 | 69798813885
BFV722 | 77 | ML322B -30 | ML322B | 30 | BUTTERFLY VALVE,LUG,GEAR OPERATOR,CI BODY,NICKEL PLTD DI IRON DISC,150 WOG,BUNA LINER | 30185.48 | 1680 | 1 | 697988138681 | 69798813868
BFV722 | 70 | ML322E D J | ML322E | 2 | BUTTERFLY VALVE,LUG,GEAR OPERATOR,CI BODY,NICKEL PLTD DI IRON DISC,200 WOG,EPDM LINER,DBL DEAD END | 1038.16 | 12 | 1 | 697988623569 | 69798862356
BFV722 | 70 | ML322E D K | ML322E | 2 1/2 | BUTTERFLY VALVE,LUG,GEAR OPERATOR,CI BODY,NICKEL PLTD DI IRON DISC,200 WOG,EPDM LINER,DBL DEAD END | 1038.16 | 10.54 | 1 | 697988623576 | 69798862357
BFV722 | 70 | ML322E D L | ML322E | 3 | BUTTERFLY VALVE,LUG,GEAR OPERATOR,CI BODY,NICKEL PLTD DI IRON DISC,200 WOG,EPDM LINER,DBL DEAD END | 1085.53 | 19.68 | 1 | 697988623583 | 69798862358
BFV722 | 70 | ML322E D N | ML322E | 4 | BUTTERFLY VALVE,LUG,GEAR OPERATOR,CI BODY,NICKEL PLTD DI IRON DISC,200 WOG,EPDM LINER,DBL DEAD END | 1244.91 | 22.95 | 1 | 697988623590 | 69798862359
BFV722 | 70 | ML322E D R | ML322E | 5 | BUTTERFLY VALVE,LUG,GEAR OPERATOR,CI BODY,NICKEL PLTD DI IRON DISC,200 WOG,EPDM LINER,DBL DEAD END | 1503.4 | 27.5 | 1 | 697988623606 | 69798862360
BFV722 | 70 | ML322E D S | ML322E | 6 | BUTTERFLY VALVE,LUG,GEAR OPERATOR,CI BODY,NICKEL PLTD DI IRON DISC,200 WOG,EPDM LINER,DBL DEAD END | 1680.06 | 34.22 | 1 | 697988623613 | 69798862361
BFV722 | 70 | ML322E D U | ML322E | 8 | BUTTERFLY VALVE,LUG,GEAR OPERATOR,CI BODY,NICKEL PLTD DI IRON DISC,200 WOG,EPDM LINER,DBL DEAD END | 2201.27 | 59.16 | 1 | 697988623620 | 69798862362
BFV722 | 70 | ML322E D W | ML322E | 10 | BUTTERFLY VALVE,LUG,GEAR OPERATOR,CI BODY,NICKEL PLTD DI IRON DISC,200 WOG,EPDM LINER,DBL DEAD END | 2804.38 | 82.76 | 1 | 697988623637 | 69798862363
BFV722 | 70 | ML322E DWJ | ML322E | 12 | BUTTERFLY VALVE,LUG,GEAR OPERATOR,CI BODY,NICKEL PLTD DI IRON DISC,200 WOG,EPDM LINER,DBL DEAD END | 3476.37 | 110.52 | 1 | 697988623644 | 69798862364
BFV722 | 77 | ML322E A14 | ML322E | 14 | BUTTERFLY VALVE,LUG,GEAR OPERATOR,CI BODY,NICKEL PLTD DI IRON DISC,150 WOG,EPDM LINER | 4501.62 | 175 | 1 | 697988139015 | 69798813901
BFV722 | 77 | ML322E A16 | ML322E | 16 | BUTTERFLY VALVE,LUG,GEAR OPERATOR,CI BODY,NICKEL PLTD DI IRON DISC,150 WOG,EPDM LINER | 6670.59 | 235 | 1 | 697988139022 | 69798813902
BFV722 | 77 | ML322E A18 | ML322E | 18 | BUTTERFLY VALVE,LUG,GEAR OPERATOR,CI BODY,NICKEL PLTD DI IRON DISC,150 WOG,EPDM LINER | 8389.41 | 328 | 1 | 697988139039 | 69798813903
BFV722 | 77 | ML322E A20 | ML322E | 20 | BUTTERFLY VALVE,LUG,GEAR OPERATOR,CI BODY,NICKEL PLTD DI IRON DISC,150 WOG,EPDM LINER | 10599.28 | 416 | 1 | 697988139046 | 69798813904
BFV722 | 77 | ML322E A24 | ML322E | 24 | BUTTERFLY VALVE,LUG,GEAR OPERATOR,CI BODY,NICKEL PLTD DI IRON DISC,150 WOG,EPDM LINER | 17814.21 | 705 | 1 | 697988139053 | 69798813905
BFV722 | 77 | ML322E -30 | ML322E | 30 | BUTTERFLY VALVE,LUG,GEAR OPERATOR,CI BODY,NICKEL PLTD DI IRON DISC,150 WOG,EPDM LINER | 30185.48 | 1216 | 1 | 697988138889 | 69798813888
BFV722 | 77 | ML322E -36 | ML322E | 36 | BUTTERFLY VALVE,LUG,GEAR OPERATOR,CI BODY,NICKEL PLTD DI IRON DISC,150 WOG,EPDM LINER | 42728.7 | 1781 | 1 | 697988138896 | 69798813889
BFV722 | 77 | ML322E -42 | ML322E | 42 | BUTTERFLY VALVE,LUG,GEAR OPERATOR,CI BODY,NICKEL PLTD DI IRON DISC,150 WOG,EPDM LINER | 50594.28 | 1995 | 1 | 697988138902 | 69798813890
BFV722 | 77 | ML322E -48 | ML322E | 48 | BUTTERFLY VALVE,LUG,GEAR OPERATOR,CI BODY,NICKEL PLTD DI IRON DISC,150 WOG,EPDM LINER | 67921.46 | 3897 | 1 | 697988138919 | 69798813891
BFV722 | 70 | ML322E-A A U | ML322EA | 8 | BUTTERFLY VALVE,LUG,GEAR OPERATOR,CI BODY,NICKEL PLTD DI IRON DISC,200 WOG,EPDM LINER,EPOXY CTD BODY | 2683.7 | 49.15 | 1 | 697988693821 | 69798869382
BFV722 | 77 | ML322E-DA A14 | ML322EDA | 14 | BUTTERFLY VALVE,LUG,GEAR OPERATOR,CI BODY,NICKEL PLTD DI IRON DISC,150 WOG,EPDM LINER,DRY ASSEMBLED | 4501.65 | 175 | 1 | 697988694736 | 69798869473
BFV722 | 77 | ML322E-DA A16 | ML322EDA | 16 | BUTTERFLY VALVE,LUG,GEAR OPERATOR,CI BODY,NICKEL PLTD DI IRON DISC,150 WOG,EPDM LINER,DRY ASSEMBLED | 6670.55 | 232 | 1 | 697988694774 | 69798869477
BFV722 | 77 | ML322E-DA A20 | ML322EDA | 20 | BUTTERFLY VALVE,LUG,GEAR OPERATOR,CI BODY,NICKEL PLTD DI IRON DISC,150 WOG,EPDM LINER,DRY ASSEMBLED | 10599.28 | 416 | 1 | 697988694743 | 69798869474
BFV722 | 77 | ML322E-DA A24 | ML322EDA | 24 | BUTTERFLY VALVE,LUG,GEAR OPERATOR,CI BODY,NICKEL PLTD DI IRON DISC,150 WOG,EPDM LINER,DRY ASSEMBLED | 17814.21 | 705 | 1 | 697988694750 | 69798869475
BFV722 | 70 | ML322ES D J | ML322ES | 2 | BUTTERFLY VALVE,LUG,GEAR OPERATOR,CI BODY,SS DISC/STEM,200 WOG,EPDM LINER,DBL DEAD END | 1120.01 | 0 | 0 | 697988725799 | 69798872579
BFV722 | 70 | ML322ES D K | ML322ES | 2 1/2 | BUTTERFLY VALVE,LUG,GEAR OPERATOR,CI BODY,SS DISC/STEM,200 WOG,EPDM LINER,DBL DEAD END | 1120.01 | 0 | 0 | 697988725805 | 69798872580
BFV722 | 70 | ML322ES D L | ML322ES | 3 | BUTTERFLY VALVE,LUG,GEAR OPERATOR,CI BODY,SS DISC/STEM,200 WOG,EPDM LINER,DBL DEAD END | 1176.02 | 0 | 0 | 697988725812 | 69798872581
BFV722 | 70 | ML322ES D N | ML322ES | 4 | BUTTERFLY VALVE,LUG,GEAR OPERATOR,CI BODY,SS DISC/STEM,200 WOG,EPDM LINER,DBL DEAD END | 1352.6 | 0 | 0 | 697988725829 | 69798872582
BFV722 | 70 | ML322ES D R | ML322ES | 5 | BUTTERFLY VALVE,LUG,GEAR OPERATOR,CI BODY,SS DISC/STEM,200 WOG,EPDM LINER,DBL DEAD END | 1619.71 | 0 | 0 | 697988725836 | 69798872583
BFV722 | 70 | ML322ES D S | ML322ES | 6 | BUTTERFLY VALVE,LUG,GEAR OPERATOR,CI BODY,SS DISC/STEM,200 WOG,EPDM LINER,DBL DEAD END | 1826.59 | 0 | 0 | 697988725676 | 69798872567
BFV722 | 70 | ML322ES D U | ML322ES | 8 | BUTTERFLY VALVE,LUG,GEAR OPERATOR,CI BODY,SS DISC/STEM,200 WOG,EPDM LINER,DBL DEAD END | 2408.05 | 59.2 | 0 | 697988725843 | 69798872584
BFV722 | 70 | ML322ES D W | ML322ES | 10 | BUTTERFLY VALVE,LUG,GEAR OPERATOR,CI BODY,SS DISC/STEM,200 WOG,EPDM LINER,DBL DEAD END | 3200.73 | 0 | 0 | 697988725850 | 69798872585
BFV722 | 70 | ML322ES DWJ | ML322ES | 12 | BUTTERFLY VALVE,LUG,GEAR OPERATOR,CI BODY,SS DISC/STEM,200 WOG,EPDM LINER,DBL DEAD END | 4096.68 | 109 | 0 | 697988725867 | 69798872586
BFV722 | 70 | ML322V A J | ML322V | 2 | BUTTERFLY VALVE,LUG,GEAR OPERATOR,CI BODY,NICKEL PLTD DI IRON DISC,200 WOG,VITON LINER | 1559.37 | 12 | 1 | 697988139084 | 69798813908
BFV722 | 70 | ML322V A K | ML322V | 2 1/2 | BUTTERFLY VALVE,LUG,GEAR OPERATOR,CI BODY,NICKEL PLTD DI IRON DISC,200 WOG,VITON LINER | 1559.37 | 14.5 | 1 | 697988139091 | 69798813909
BFV722 | 70 | ML322V A L | ML322V | 3 | BUTTERFLY VALVE,LUG,GEAR OPERATOR,CI BODY,NICKEL PLTD DI IRON DISC,200 WOG,VITON LINER | 1606.71 | 17.4 | 1 | 697988139107 | 69798813910
BFV722 | 70 | ML322V A N | ML322V | 4 | BUTTERFLY VALVE,LUG,GEAR OPERATOR,CI BODY,NICKEL PLTD DI IRON DISC,200 WOG,VITON LINER | 1873.87 | 26.56 | 1 | 697988139114 | 69798813911
BFV722 | 70 | ML322V A R | ML322V | 5 | BUTTERFLY VALVE,LUG,GEAR OPERATOR,CI BODY,NICKEL PLTD DI IRON DISC,200 WOG,VITON LINER | 2420.99 | 27.5 | 1 | 697988139121 | 69798813912
BFV722 | 70 | ML322V A S | ML322V | 6 | BUTTERFLY VALVE,LUG,GEAR OPERATOR,CI BODY,NICKEL PLTD DI IRON DISC,200 WOG,VITON LINER | 2619.16 | 34.2 | 1 | 697988139138 | 69798813913
BFV722 | 70 | ML322V A U | ML322V | 8 | BUTTERFLY VALVE,LUG,GEAR OPERATOR,CI BODY,NICKEL PLTD DI IRON DISC,200 WOG,VITON LINER | 3842.55 | 58.86 | 1 | 697988139145 | 69798813914
BFV722 | 70 | ML322V A W | ML322V | 10 | BUTTERFLY VALVE,LUG,GEAR OPERATOR,CI BODY,NICKEL PLTD DI IRON DISC,200 WOG,VITON LINER | 4717.06 | 74.8 | 1 | 697988139152 | 69798813915
BFV722 | 70 | ML322V AWJ | ML322V | 12 | BUTTERFLY VALVE,LUG,GEAR OPERATOR,CI BODY,NICKEL PLTD DI IRON DISC,200 WOG,VITON LINER | 5854.32 | 113 | 1 | 697988139169 | 69798813916
BFV722 | 77 | ML322V A14 | ML322V | 14 | BUTTERFLY VALVE,LUG,GEAR OPERATOR,CI BODY,NICKEL PLTD DI IRON DISC,150 WOG,VITON LINER | 8184.78 | 190 | 1 | 697988401358 | 69798840135
BFV722 | 77 | ML322V A16 | ML322V | 16 | BUTTERFLY VALVE,LUG,GEAR OPERATOR,CI BODY,NICKEL PLTD DI IRON DISC,150 WOG,VITON LINER | 11986.62 | 232 | 1 | 697988550032 | 69798855003
BFV722 | 77 | ML322V A18 | ML322V | 18 | BUTTERFLY VALVE,LUG,GEAR OPERATOR,CI BODY,NICKEL PLTD DI IRON DISC,150 WOG,VITON LINER | 14536.17 | 329 | 1 | 697988551091 | 69798855109
BFV722 | 77 | ML322V A20 | ML322V | 20 | BUTTERFLY VALVE,LUG,GEAR OPERATOR,CI BODY,NICKEL PLTD DI IRON DISC,150 WOG,VITON LINER | 17810.11 | 416 | 1 | 697988395190 | 69798839519
BFV722 | 77 | ML322V A24 | ML322V | 24 | BUTTERFLY VALVE,LUG,GEAR OPERATOR,CI BODY,NICKEL PLTD DI IRON DISC,150 WOG,VITON LINER | 27566.36 | 650 | 1 | 697988540491 | 69798854049
BFV722 | 77 | ML322VS A14 | ML322VS | 14 | BUTTERFLY VALVE,LUG,GEAR OPERATOR,CI BODY,NICKEL PLTD DI IRON DISC,150 WOG,VITON LINER,316 SS STEM | 9429.69 | 190 | 1 | 697988506824 | 69798850682
BFV722 | 77 | ML322VS A20 | ML322VS | 20 | BUTTERFLY VALVE,LUG,GEAR OPERATOR,CI BODY,NICKEL PLTD DI IRON DISC,150 WOG,VITON LINER,316 SS STEM | 20015.7 | 416 | 1 | 697988602724 | 69798860272
BFV722 | 70 | ML323B D J | ML323B | 2 | BUTTERFLY VALVE,LUG,GEAR OPERATOR,CI BODY,ALMN/BRNZ DISC,200 WOG,BUNA LINER,DOUBLE DEAD END | 1076.94 | 27.8 | 1 | 697988623651 | 69798862365
BFV722 | 70 | ML323B D K | ML323B | 2 1/2 | BUTTERFLY VALVE,LUG,GEAR OPERATOR,CI BODY,ALMN/BRNZ DISC,200 WOG,BUNA LINER,DOUBLE DEAD END | 1076.94 | 15.1 | 1 | 697988623668 | 69798862366
BFV722 | 70 | ML323B D L | ML323B | 3 | BUTTERFLY VALVE,LUG,GEAR OPERATOR,CI BODY,ALMN/BRNZ DISC,200 WOG,BUNA LINER,DOUBLE DEAD END | 1120.02 | 18.934 | 1 | 697988623675 | 69798862367
BFV722 | 70 | ML323B D N | ML323B | 4 | BUTTERFLY VALVE,LUG,GEAR OPERATOR,CI BODY,ALMN/BRNZ DISC,200 WOG,BUNA LINER,DOUBLE DEAD END | 1322.5 | 24.68 | 1 | 697988623682 | 69798862368
BFV722 | 70 | ML323B D R | ML323B | 5 | BUTTERFLY VALVE,LUG,GEAR OPERATOR,CI BODY,ALMN/BRNZ DISC,200 WOG,BUNA LINER,DOUBLE DEAD END | 1680.06 | 25 | 1 | 697988623699 | 69798862369
BFV722 | 70 | ML323B D S | ML323B | 6 | BUTTERFLY VALVE,LUG,GEAR OPERATOR,CI BODY,ALMN/BRNZ DISC,200 WOG,BUNA LINER,DOUBLE DEAD END | 1809.24 | 34.34 | 1 | 697988623705 | 69798862370
BFV722 | 70 | ML323B D U | ML323B | 8 | BUTTERFLY VALVE,LUG,GEAR OPERATOR,CI BODY,ALMN/BRNZ DISC,200 WOG,BUNA LINER,DOUBLE DEAD END | 2507.14 | 57.98 | 1 | 697988623712 | 69798862371
BFV722 | 70 | ML323B D W | ML323B | 10 | BUTTERFLY VALVE,LUG,GEAR OPERATOR,CI BODY,ALMN/BRNZ DISC,200 WOG,BUNA LINER,DOUBLE DEAD END | 3088.68 | 80.9 | 1 | 697988623729 | 69798862372
BFV722 | 70 | ML323B DWJ | ML323B | 12 | BUTTERFLY VALVE,LUG,GEAR OPERATOR,CI BODY,ALMN/BRNZ DISC,200 WOG,BUNA LINER,DOUBLE DEAD END | 4251.82 | 103.05 | 1 | 697988623736 | 69798862373
BFV722 | 77 | ML323B A14 | ML323B | 14 | BUTTERFLY VALVE,LUG,GEAR OPERATOR,CI BODY,ALMN/BRNZ DISC,150 WOG,BUNA LINER | 5647.52 | 176 | 1 | 697988139350 | 69798813935
BFV722 | 77 | ML323B A16 | ML323B | 16 | BUTTERFLY VALVE,LUG,GEAR OPERATOR,CI BODY,ALMN/BRNZ DISC,150 WOG,BUNA LINER | 8266.65 | 237 | 1 | 697988139367 | 69798813936
BFV722 | 77 | ML323B A18 | ML323B | 18 | BUTTERFLY VALVE,LUG,GEAR OPERATOR,CI BODY,ALMN/BRNZ DISC,150 WOG,BUNA LINER | 10230.98 | 325 | 1 | 697988139374 | 69798813937
BFV722 | 77 | ML323B A20 | ML323B | 20 | BUTTERFLY VALVE,LUG,GEAR OPERATOR,CI BODY,ALMN/BRNZ DISC,150 WOG,BUNA LINER | 13013.82 | 416 | 1 | 697988139381 | 69798813938
BFV722 | 77 | ML323B A24 | ML323B | 24 | BUTTERFLY VALVE,LUG,GEAR OPERATOR,CI BODY,ALMN/BRNZ DISC,150 WOG,BUNA LINER | 23326.65 | 631 | 1 | 697988139398 | 69798813939
BFV722 | 77 | ML323B -30 | ML323B | 30 | BUTTERFLY VALVE,LUG,GEAR OPERATOR,CI BODY,ALMN/BRNZ DISC,150 WOG,BUNA LINER | 39868.1 | 1680 | 1 | 697988139220 | 69798813922
BFV722 | 77 | ML323B -36 | ML323B | 36 | BUTTERFLY VALVE,LUG,GEAR OPERATOR,CI BODY,ALMN/BRNZ DISC,150 WOG,BUNA LINER | 60420.13 | 2100 | 1 | 697988139237 | 69798813923
BFV722 | 70 | ML323B-A A L | ML323BA | 3 | BUTTERFLY VALVE,LUG,GEAR OPERATOR,CI BODY,ALMN/BRNZ DISC,200 WOG,BUNA LINER,EPOXY COATED BODY | 1425.85 | 15.72 | 1 | 697988373204 | 69798837320
BFV722 | 70 | ML323B-A A S | ML323BA | 6 | BUTTERFLY VALVE,LUG,GEAR OPERATOR,CI BODY,ALMN/BRNZ DISC,200 WOG,BUNA LINER,EPOXY COATED BODY | 2244.3 | 46 | 1 | 697988697300 | 69798869730
BFV722 | 70 | ML323B-A A U | ML323BA | 8 | BUTTERFLY VALVE,LUG,GEAR OPERATOR,CI BODY,ALMN/BRNZ DISC,200 WOG,BUNA LINER,EPOXY COATED BODY | 2989.55 | 46 | 1 | 697988696914 | 69798869691
BFV722 | 77 | ML323B-A A16 | ML323BA | 16 | BUTTERFLY VALVE,LUG,GEAR OPERATOR,CI BODY,ALMN/BRNZ DISC,150 WOG,BUNA LINER,EPOXY COATED BODY | 9243.83 | 237 | 1 | 697988696846 | 69798869684
BFV722 | 70 | ML323E D J | ML323E | 2 | BUTTERFLY VALVE,LUG,GEAR OPERATOR,CI BODY,ALMN/BRNZ DISC,200 WOG,EPDM LINER,DOUBLE DEAD END | 1076.94 | 14.28 | 1 | 697988623743 | 69798862374
BFV722 | 70 | ML323E D K | ML323E | 2 1/2 | BUTTERFLY VALVE,LUG,GEAR OPERATOR,CI BODY,ALMN/BRNZ DISC,200 WOG,EPDM LINER,DOUBLE DEAD END | 1076.94 | 19.38 | 1 | 697988623750 | 69798862375
BFV722 | 70 | ML323E D L | ML323E | 3 | BUTTERFLY VALVE,LUG,GEAR OPERATOR,CI BODY,ALMN/BRNZ DISC,200 WOG,EPDM LINER,DOUBLE DEAD END | 1120.02 | 19.74 | 1 | 697988623767 | 69798862376
BFV722 | 70 | ML323E D N | ML323E | 4 | BUTTERFLY VALVE,LUG,GEAR OPERATOR,CI BODY,ALMN/BRNZ DISC,200 WOG,EPDM LINER,DOUBLE DEAD END | 1322.5 | 23.96 | 1 | 697988623774 | 69798862377
BFV722 | 70 | ML323E D R | ML323E | 5 | BUTTERFLY VALVE,LUG,GEAR OPERATOR,CI BODY,ALMN/BRNZ DISC,200 WOG,EPDM LINER,DOUBLE DEAD END | 1680.06 | 27.08 | 1 | 697988623781 | 69798862378
BFV722 | 70 | ML323E D S | ML323E | 6 | BUTTERFLY VALVE,LUG,GEAR OPERATOR,CI BODY,ALMN/BRNZ DISC,200 WOG,EPDM LINER,DOUBLE DEAD END | 1809.24 | 33.88 | 1 | 697988623798 | 69798862379
BFV722 | 70 | ML323E D U | ML323E | 8 | BUTTERFLY VALVE,LUG,GEAR OPERATOR,CI BODY,ALMN/BRNZ DISC,200 WOG,EPDM LINER,DOUBLE DEAD END | 2507.14 | 55.42 | 1 | 697988623804 | 69798862380
BFV722 | 70 | ML323E D W | ML323E | 10 | BUTTERFLY VALVE,LUG,GEAR OPERATOR,CI BODY,ALMN/BRNZ DISC,200 WOG,EPDM LINER,DOUBLE DEAD END | 3088.68 | 79.87 | 1 | 697988623811 | 69798862381
BFV722 | 70 | ML323E DWJ | ML323E | 12 | BUTTERFLY VALVE,LUG,GEAR OPERATOR,CI BODY,ALMN/BRNZ DISC,200 WOG,EPDM LINER,DOUBLE DEAD END | 4251.82 | 104.976 | 1 | 697988623828 | 69798862382
BFV722 | 77 | ML323E A14 | ML323E | 14 | BUTTERFLY VALVE,LUG,GEAR OPERATOR,CI BODY,ALMN/BRNZ DISC,150 WOG,EPDM LINER | 5647.52 | 177 | 1 | 697988139619 | 69798813961
BFV722 | 77 | ML323E A16 | ML323E | 16 | BUTTERFLY VALVE,LUG,GEAR OPERATOR,CI BODY,ALMN/BRNZ DISC,150 WOG,EPDM LINER | 8266.65 | 237 | 1 | 697988139626 | 69798813962
BFV722 | 77 | ML323E A18 | ML323E | 18 | BUTTERFLY VALVE,LUG,GEAR OPERATOR,CI BODY,ALMN/BRNZ DISC,150 WOG,EPDM LINER | 10230.98 | 334 | 1 | 697988139633 | 69798813963
BFV722 | 77 | ML323E A20 | ML323E | 20 | BUTTERFLY VALVE,LUG,GEAR OPERATOR,CI BODY,ALMN/BRNZ DISC,150 WOG,EPDM LINER | 13013.82 | 412 | 1 | 697988139640 | 69798813964
BFV722 | 77 | ML323E A24 | ML323E | 24 | BUTTERFLY VALVE,LUG,GEAR OPERATOR,CI BODY,ALMN/BRNZ DISC,150 WOG,EPDM LINER | 23326.65 | 683 | 1 | 697988139657 | 69798813965
BFV722 | 77 | ML323E -30 | ML323E | 30 | BUTTERFLY VALVE,LUG,GEAR OPERATOR,CI BODY,ALMN/BRNZ DISC,150 WOG,EPDM LINER | 39868.1 | 1385.5 | 1 | 697988139480 | 69798813948
BFV722 | 77 | ML323E -36 | ML323E | 36 | BUTTERFLY VALVE,LUG,GEAR OPERATOR,CI BODY,ALMN/BRNZ DISC,150 WOG,EPDM LINER | 60420.13 | 2100 | 1 | 697988139497 | 69798813949
BFV722 | 77 | ML323E -42 | ML323E | 42 | BUTTERFLY VALVE,LUG,GEAR OPERATOR,CI BODY,ALMN/BRNZ DISC,150 WOG,EPDM LINER | 84274.65 | 2500 | 1 | 697988139503 | 69798813950
BFV722 | 77 | ML323E -48 | ML323E | 48 | BUTTERFLY VALVE,LUG,GEAR OPERATOR,CI BODY,ALMN/BRNZ DISC,150 WOG,EPDM LINER | 112651.33 | 3897 | 1 | 697988139510 | 69798813951
BFV722 | 70 | ML323E-A A L | ML323EA | 3 | BUTTERFLY VALVE,LUG,GEAR OPERATOR,CI BODY,ALMN/BRNZ DISC,200 WOG,EPDM LINER,EPOXY COATED BODY | 1425.85 | 17.58 | 1 | 697988501119 | 69798850111
BFV722 | 70 | ML323E-A A N | ML323EA | 4 | BUTTERFLY VALVE,LUG,GEAR OPERATOR,CI BODY,ALMN/BRNZ DISC,200 WOG,EPDM LINER,EPOXY COATED BODY | 1649.82 | 26.1 | 1 | 697988592551 | 69798859255
BFV722 | 70 | ML323E-A A S | ML323EA | 6 | BUTTERFLY VALVE,LUG,GEAR OPERATOR,CI BODY,ALMN/BRNZ DISC,200 WOG,EPDM LINER,EPOXY COATED BODY | 2244.3 | 33.86 | 1 | 697988539921 | 69798853992
BFV722 | 70 | ML323E-A A U | ML323EA | 8 | BUTTERFLY VALVE,LUG,GEAR OPERATOR,CI BODY,ALMN/BRNZ DISC,200 WOG,EPDM LINER,EPOXY COATED BODY | 2989.55 | 46 | 1 | 697988378476 | 69798837847
BFV722 | 70 | ML323E-A A W | ML323EA | 10 | BUTTERFLY VALVE,LUG,GEAR OPERATOR,CI BODY,ALMN/BRNZ DISC,200 WOG,EPDM LINER,EPOXY COATED BODY | 3674.52 | 82.26 | 1 | 697988378483 | 69798837848
BFV722 | 70 | ML323E-A AWJ | ML323EA | 12 | BUTTERFLY VALVE,LUG,GEAR OPERATOR,CI BODY,ALMN/BRNZ DISC,200 WOG,EPDM LINER,EPOXY COATED BODY | 5057.34 | 107.218 | 1 | 697988589018 | 69798858901
BFV722 | 77 | ML323E-A A14 | ML323EA | 14 | BUTTERFLY VALVE,LUG,GEAR OPERATOR,CI BODY,ALMN/BRNZ DISC,150 WOG,EPDM LINER,EPOXY COATED BODY | 6624.71 | 190 | 1 | 697988714908 | 69798871490
BFV722 | 77 | ML323E-A A16 | ML323EA | 16 | BUTTERFLY VALVE,LUG,GEAR OPERATOR,CI BODY,ALMN/BRNZ DISC,150 WOG,EPDM LINER,EPOXY COATED BODY | 9243.83 | 237 | 1 | 697988594432 | 69798859443
BFV722 | 70 | ML323ES D J | ML323ES | 2 | BUTTERFLY VALVE,LUG,GEAR OP,CI BODY,ALMN/BRNZ DISC,200 WOG,EPDM LINER,316 STEM W/AB OR NP DISC,DDE | 1158.79 | 12 | 1 | 697988714526 | 69798871452
BFV722 | 70 | ML323ES D K | ML323ES | 2 1/2 | BUTTERFLY VALVE,LUG,GEAR OP,CI BODY,ALMN/BRNZ DISC,200 WOG,EPDM LINER,316 STEM W/AB OR NP DISC,DDE | 1158.79 | 14.5 | 1 | 697988714533 | 69798871453
BFV722 | 70 | ML323ES D L | ML323ES | 3 | BUTTERFLY VALVE,LUG,GEAR OP,CI BODY,ALMN/BRNZ DISC,200 WOG,EPDM LINER,316 STEM W/AB OR NP DISC,DDE | 1210.5 | 15 | 1 | 697988714540 | 69798871454
BFV722 | 70 | ML323ES D N | ML323ES | 4 | BUTTERFLY VALVE,LUG,GEAR OP,CI BODY,ALMN/BRNZ DISC,200 WOG,EPDM LINER,316 STEM W/AB OR NP DISC,DDE | 1430.17 | 22 | 1 | 697988714557 | 69798871455
BFV722 | 70 | ML323ES D R | ML323ES | 5 | BUTTERFLY VALVE,LUG,GEAR OP,CI BODY,ALMN/BRNZ DISC,200 WOG,EPDM LINER,316 STEM W/AB OR NP DISC,DDE | 1796.37 | 26.12 | 1 | 697988714564 | 69798871456
BFV722 | 70 | ML323ES D S | ML323ES | 6 | BUTTERFLY VALVE,LUG,GEAR OP,CI BODY,ALMN/BRNZ DISC,200 WOG,EPDM LINER,316 STEM W/AB OR NP DISC,DDE | 1955.73 | 30 | 1 | 697988714571 | 69798871457
BFV722 | 71 | ML323ES D U | ML323ES | 8 | BUTTERFLY VALVE,LUG,GEAR OP,CI BODY,ALMN/BRNZ DISC,200 WOG,EPDM LINER,316 STEM W/AB OR NP DISC,DDE | 2713.91 | 46 | 1 | 697988714588 | 69798871458
BFV722 | 70 | ML323ES D W | ML323ES | 10 | BUTTERFLY VALVE,LUG,GEAR OP,CI BODY,ALMN/BRNZ DISC,200 WOG,EPDM LINER,316 STEM W/AB OR NP DISC,DDE | 3485.02 | 78 | 1 | 697988714595 | 69798871459
BFV722 | 70 | ML323ES DWJ | ML323ES | 12 | BUTTERFLY VALVE,LUG,GEAR OP,CI BODY,ALMN/BRNZ DISC,200 WOG,EPDM LINER,316 STEM W/AB OR NP DISC,DDE | 4872.12 | 113 | 1 | 697988714601 | 69798871460
BFV722 | 77 | ML323ES A14 | ML323ES | 14 | BUTTERFLY VALVE,LUG,GEAR OPERATOR,CI BODY,ALMN/BRNZ DISC,150 WOG,EPDM LINER,316 STEM W/AB OR NP DISC | 6892.44 | 190 | 1 | 697988139800 | 69798813980
BFV722 | 77 | ML323ES A16 | ML323ES | 16 | BUTTERFLY VALVE,LUG,GEAR OPERATOR,CI BODY,ALMN/BRNZ DISC,150 WOG,EPDM LINER,316 STEM W/AB OR NP DISC | 9640.82 | 252 | 1 | 697988139817 | 69798813981
BFV722 | 77 | ML323ES A20 | ML323ES | 20 | BUTTERFLY VALVE,LUG,GEAR OPERATOR,CI BODY,ALMN/BRNZ DISC,150 WOG,EPDM LINER,316 STEM W/AB OR NP DISC | 15219.4 | 416 | 1 | 697988568594 | 69798856859
BFV722 | 77 | ML323ES A24 | ML323ES | 24 | BUTTERFLY VALVE,LUG,GEAR OPERATOR,CI BODY,ALMN/BRNZ DISC,150 WOG,EPDM LINER,316 STEM W/AB OR NP DISC | 26798.7 | 650 | 1 | 697988398863 | 69798839886
BFV722 | 70 | ML323V A J | ML323V | 2 | BUTTERFLY VALVE,LUG,GEAR OPERATOR,CI BODY,ALMN/BRNZ DISC,200 WOG,VITON LINER | 1598.16 | 12 | 1 | 697988344273 | 69798834427
BFV722 | 70 | ML323V A K | ML323V | 2 1/2 | BUTTERFLY VALVE,LUG,GEAR OPERATOR,CI BODY,ALMN/BRNZ DISC,200 WOG,VITON LINER | 1598.16 | 14.5 | 1 | 697988344280 | 69798834428
BFV722 | 70 | ML323V A L | ML323V | 3 | BUTTERFLY VALVE,LUG,GEAR OPERATOR,CI BODY,ALMN/BRNZ DISC,200 WOG,VITON LINER | 1641.22 | 19.38 | 1 | 697988344297 | 69798834429
BFV722 | 70 | ML323V A N | ML323V | 4 | BUTTERFLY VALVE,LUG,GEAR OPERATOR,CI BODY,ALMN/BRNZ DISC,200 WOG,VITON LINER | 1951.43 | 22 | 1 | 697988139862 | 69798813986
BFV722 | 70 | ML323V A R | ML323V | 5 | BUTTERFLY VALVE,LUG,GEAR OPERATOR,CI BODY,ALMN/BRNZ DISC,200 WOG,VITON LINER | 2597.69 | 25 | 1 | 697988139879 | 69798813987
BFV722 | 70 | ML323V A S | ML323V | 6 | BUTTERFLY VALVE,LUG,GEAR OPERATOR,CI BODY,ALMN/BRNZ DISC,200 WOG,VITON LINER | 2748.35 | 33.084 | 1 | 697988344303 | 69798834430
BFV722 | 70 | ML323V A U | ML323V | 8 | BUTTERFLY VALVE,LUG,GEAR OPERATOR,CI BODY,ALMN/BRNZ DISC,200 WOG,VITON LINER | 4148.45 | 57.28 | 1 | 697988139886 | 69798813988
BFV722 | 70 | ML323V A W | ML323V | 10 | BUTTERFLY VALVE,LUG,GEAR OPERATOR,CI BODY,ALMN/BRNZ DISC,200 WOG,VITON LINER | 5001.37 | 78 | 1 | 697988139893 | 69798813989
BFV722 | 70 | ML323V AWJ | ML323V | 12 | BUTTERFLY VALVE,LUG,GEAR OPERATOR,CI BODY,ALMN/BRNZ DISC,200 WOG,VITON LINER | 6629.76 | 113 | 1 | 697988139909 | 69798813990
BFV722 | 77 | ML323V A14 | ML323V | 14 | BUTTERFLY VALVE,LUG,GEAR OPERATOR,CI BODY,ALMN/BRNZ DISC,150 WOG,VITON LINER | 9330.67 | 164 | 1 | 697988326743 | 69798832674
BFV722 | 77 | ML323V A16 | ML323V | 16 | BUTTERFLY VALVE,LUG,GEAR OPERATOR,CI BODY,ALMN/BRNZ DISC,150 WOG,VITON LINER | 13582.66 | 252 | 1 | 697988326750 | 69798832675
BFV722 | 77 | ML323V A18 | ML323V | 18 | BUTTERFLY VALVE,LUG,GEAR OPERATOR,CI BODY,ALMN/BRNZ DISC,150 WOG,VITON LINER | 16377.7 | 325 | 1 | 697988326767 | 69798832676
BFV722 | 77 | ML323V A20 | ML323V | 20 | BUTTERFLY VALVE,LUG,GEAR OPERATOR,CI BODY,ALMN/BRNZ DISC,150 WOG,VITON LINER | 20224.65 | 416 | 1 | 697988326774 | 69798832677
BFV722 | 77 | ML323V A24 | ML323V | 24 | BUTTERFLY VALVE,LUG,GEAR OPERATOR,CI BODY,ALMN/BRNZ DISC,150 WOG,VITON LINER | 33078.79 | 610 | 1 | 697988326781 | 69798832678
BFV722 | 77 | ML323VS A16 | ML323VS | 16 | BUTTERFLY VALVE,LUG,GEAR OPERATOR,CI BODY,ALMN/BRNZ DISC,150 WOG,VITON LINER,316 STEM W/AB OR NP DIS | 14956.84 | 252 | 1 | 697988506343 | 69798850634
BFV722 | 70 | ML324B D J | ML324B | 2 | BUTTERFLY VALVE,LUG,GEAR OPERATOR,CI BODY,316 SS DISC,200 WOG,BUNA LINER,DOUBLE DEAD END | 1240.65 | 12 | 1 | 697988623835 | 69798862383
BFV722 | 70 | ML324B D K | ML324B | 2 1/2 | BUTTERFLY VALVE,LUG,GEAR OPERATOR,CI BODY,316 SS DISC,200 WOG,BUNA LINER,DOUBLE DEAD END | 1240.65 | 14.5 | 1 | 697988623842 | 69798862384
BFV722 | 70 | ML324B D L | ML324B | 3 | BUTTERFLY VALVE,LUG,GEAR OPERATOR,CI BODY,316 SS DISC,200 WOG,BUNA LINER,DOUBLE DEAD END | 1387.1 | 15.81 | 1 | 697988623859 | 69798862385
BFV722 | 70 | ML324B D N | ML324B | 4 | BUTTERFLY VALVE,LUG,GEAR OPERATOR,CI BODY,316 SS DISC,200 WOG,BUNA LINER,DOUBLE DEAD END | 1628.36 | 21.94 | 1 | 697988623866 | 69798862386
BFV722 | 70 | ML324B D R | ML324B | 5 | BUTTERFLY VALVE,LUG,GEAR OPERATOR,CI BODY,316 SS DISC,200 WOG,BUNA LINER,DOUBLE DEAD END | 2033.32 | 24.8 | 1 | 697988623873 | 69798862387
BFV722 | 70 | ML324B D S | ML324B | 6 | BUTTERFLY VALVE,LUG,GEAR OPERATOR,CI BODY,316 SS DISC,200 WOG,BUNA LINER,DOUBLE DEAD END | 2184.06 | 34.58 | 1 | 697988623880 | 69798862388
BFV722 | 70 | ML324B D U | ML324B | 8 | BUTTERFLY VALVE,LUG,GEAR OPERATOR,CI BODY,316 SS DISC,200 WOG,BUNA LINER,DOUBLE DEAD END | 3222.27 | 57.64 | 1 | 697988623897 | 69798862389
BFV722 | 70 | ML324B D W | ML324B | 10 | BUTTERFLY VALVE,LUG,GEAR OPERATOR,CI BODY,316 SS DISC,200 WOG,BUNA LINER,DOUBLE DEAD END | 4807.49 | 83.82 | 1 | 697988623903 | 69798862390
BFV722 | 70 | ML324B DWJ | ML324B | 12 | BUTTERFLY VALVE,LUG,GEAR OPERATOR,CI BODY,316 SS DISC,200 WOG,BUNA LINER,DOUBLE DEAD END | 6267.81 | 109.74 | 1 | 697988623910 | 69798862391
BFV722 | 77 | ML324B A14 | ML324B | 14 | BUTTERFLY VALVE,LUG,GEAR OPERATOR,CI BODY,316 SS DISC,150 WOG,BUNA LINER | 6547.83 | 190 | 1 | 697988140073 | 69798814007
BFV722 | 77 | ML324B A16 | ML324B | 16 | BUTTERFLY VALVE,LUG,GEAR OPERATOR,CI BODY,316 SS DISC,150 WOG,BUNA LINER | 9412.48 | 245 | 1 | 697988140080 | 69798814008
BFV722 | 77 | ML324B A18 | ML324B | 18 | BUTTERFLY VALVE,LUG,GEAR OPERATOR,CI BODY,316 SS DISC,150 WOG,BUNA LINER | 12154.4 | 325 | 1 | 697988140097 | 69798814009
BFV722 | 77 | ML324B A20 | ML324B | 20 | BUTTERFLY VALVE,LUG,GEAR OPERATOR,CI BODY,316 SS DISC,150 WOG,BUNA LINER | 17392.67 | 422 | 1 | 697988140103 | 69798814010
BFV722 | 77 | ML324B A24 | ML324B | 24 | BUTTERFLY VALVE,LUG,GEAR OPERATOR,CI BODY,316 SS DISC,150 WOG,BUNA LINER | 26805.17 | 650 | 1 | 697988140110 | 69798814011
BFV722 | 77 | ML324B -30 | ML324B | 30 | BUTTERFLY VALVE,LUG,GEAR OPERATOR,CI BODY,316 SS DISC,150 WOG,BUNA LINER | 47700.95 | 1680 | 1 | 697988139954 | 69798813995
BFV722 | 77 | ML324B -36 | ML324B | 36 | BUTTERFLY VALVE,LUG,GEAR OPERATOR,CI BODY,316 SS DISC,150 WOG,BUNA LINER | 72287.99 | 1495 | 1 | 697988139961 | 69798813996
BFV722 | 77 | ML324B -42 | ML324B | 42 | BUTTERFLY VALVE,LUG,GEAR OPERATOR,CI BODY,316 SS DISC,150 WOG,BUNA LINER | 92438.98 | 1995 | 1 | 697988139978 | 69798813997
BFV722 | 77 | ML324B-A A20 | ML324BA | 20 | BUTTERFLY VALVE,LUG,GEAR OPERATOR,CI BODY,316 SS DISC,150 WOG,BUNA LINER,EPOXY COATED BODY | 18369.88 | 416 | 1 | 697988579194 | 69798857919
BFV722 | 77 | ML324B-DA A14 | ML324BDA | 14 | BUTTERFLY VALVE,LUG,GEAR OPERATOR,CI BODY,316 SS DISC,150 WOG,BUNA LINER,ASSEMBLED DRY | 6547.83 | 190 | 1 | 697988536838 | 69798853683
BFV722 | 77 | ML324B-DA A16 | ML324BDA | 16 | BUTTERFLY VALVE,LUG,GEAR OPERATOR,CI BODY,316 SS DISC,150 WOG,BUNA LINER,ASSEMBLED DRY | 9412.51 | 252 | 1 | 697988536845 | 69798853684
BFV722 | 77 | ML324B-DA A18 | ML324BDA | 18 | BUTTERFLY VALVE,LUG,GEAR OPERATOR,CI BODY,316 SS DISC,150 WOG,BUNA LINER,ASSEMBLED DRY | 12154.41 | 325 | 1 | 697988536852 | 69798853685
BFV722 | 77 | ML324B-DA A24 | ML324BDA | 24 | BUTTERFLY VALVE,LUG,GEAR OPERATOR,CI BODY,316 SS DISC,150 WOG,BUNA LINER,ASSEMBLED DRY | 26805.19 | 650 | 1 | 697988536876 | 69798853687
BFV722 | 70 | ML324E D J | ML324E | 2 | BUTTERFLY VALVE,LUG,GEAR OPERATOR,CI BODY,316 SS DISC,200 WOG,EPDM LINER,DOUBLE DEAD END | 1240.65 | 14.36 | 1 | 697988623927 | 69798862392
BFV722 | 70 | ML324E D K | ML324E | 2 1/2 | BUTTERFLY VALVE,LUG,GEAR OPERATOR,CI BODY,316 SS DISC,200 WOG,EPDM LINER,DOUBLE DEAD END | 1240.65 | 18.64 | 1 | 697988623934 | 69798862393
BFV722 | 70 | ML324E D L | ML324E | 3 | BUTTERFLY VALVE,LUG,GEAR OPERATOR,CI BODY,316 SS DISC,200 WOG,EPDM LINER,DOUBLE DEAD END | 1387.1 | 20.02 | 1 | 697988623941 | 69798862394
BFV722 | 70 | ML324E D N | ML324E | 4 | BUTTERFLY VALVE,LUG,GEAR OPERATOR,CI BODY,316 SS DISC,200 WOG,EPDM LINER,DOUBLE DEAD END | 1628.36 | 26.56 | 1 | 697988623958 | 69798862395
BFV722 | 70 | ML324E D R | ML324E | 5 | BUTTERFLY VALVE,LUG,GEAR OPERATOR,CI BODY,316 SS DISC,200 WOG,EPDM LINER,DOUBLE DEAD END | 2033.32 | 24.83 | 1 | 697988623965 | 69798862396
BFV722 | 70 | ML324E D S | ML324E | 6 | BUTTERFLY VALVE,LUG,GEAR OPERATOR,CI BODY,316 SS DISC,200 WOG,EPDM LINER,DOUBLE DEAD END | 2184.06 | 34.6 | 1 | 697988623972 | 69798862397
BFV722 | 70 | ML324E D U | ML324E | 8 | BUTTERFLY VALVE,LUG,GEAR OPERATOR,CI BODY,316 SS DISC,200 WOG,EPDM LINER,DOUBLE DEAD END | 3222.27 | 59.26 | 1 | 697988623989 | 69798862398
BFV722 | 70 | ML324E D W | ML324E | 10 | BUTTERFLY VALVE,LUG,GEAR OPERATOR,CI BODY,316 SS DISC,200 WOG,EPDM LINER,DOUBLE DEAD END | 4807.49 | 83.14 | 1 | 697988623996 | 69798862399
BFV722 | 70 | ML324E DWJ | ML324E | 12 | BUTTERFLY VALVE,LUG,GEAR OPERATOR,CI BODY,316 SS DISC,200 WOG,EPDM LINER,DOUBLE DEAD END | 6267.81 | 112.64 | 1 | 697988624009 | 69798862400
BFV722 | 77 | ML324E A14 | ML324E | 14 | BUTTERFLY VALVE,LUG,GEAR OPERATOR,CI BODY,316 SS DISC,150 WOG,EPDM LINER | 6547.83 | 174 | 1 | 697988140271 | 69798814027
BFV722 | 77 | ML324E A16 | ML324E | 16 | BUTTERFLY VALVE,LUG,GEAR OPERATOR,CI BODY,316 SS DISC,150 WOG,EPDM LINER | 9412.48 | 246 | 1 | 697988140288 | 69798814028
BFV722 | 77 | ML324E A18 | ML324E | 18 | BUTTERFLY VALVE,LUG,GEAR OPERATOR,CI BODY,316 SS DISC,150 WOG,EPDM LINER | 12154.4 | 333 | 1 | 697988140295 | 69798814029
BFV722 | 77 | ML324E A20 | ML324E | 20 | BUTTERFLY VALVE,LUG,GEAR OPERATOR,CI BODY,316 SS DISC,150 WOG,EPDM LINER | 17392.67 | 416 | 1 | 697988140301 | 69798814030
BFV722 | 77 | ML324E A24 | ML324E | 24 | BUTTERFLY VALVE,LUG,GEAR OPERATOR,CI BODY,316 SS DISC,150 WOG,EPDM LINER | 26805.17 | 622 | 1 | 697988140318 | 69798814031
BFV722 | 77 | ML324E -30 | ML324E | 30 | BUTTERFLY VALVE,LUG,GEAR OPERATOR,CI BODY,316 SS DISC,150 WOG,EPDM LINER | 47700.95 | 1680 | 1 | 697988140141 | 69798814014
BFV722 | 77 | ML324E -36 | ML324E | 36 | BUTTERFLY VALVE,LUG,GEAR OPERATOR,CI BODY,316 SS DISC,150 WOG,EPDM LINER | 72287.99 | 2100 | 1 | 697988140158 | 69798814015
BFV722 | 70 | ML324E-A A J | ML324EA | 2 | BUTTERFLY VALVE,LUG,GEAR OPERATOR,CI BODY,316 SS DISC,200 WOG,EPDM LINER,EPOXY COATED BODY | 1486.19 | 12 | 1 | 697988594326 | 69798859432
BFV722 | 70 | ML324E-A A L | ML324EA | 3 | BUTTERFLY VALVE,LUG,GEAR OPERATOR,CI BODY,316 SS DISC,200 WOG,EPDM LINER,EPOXY COATED BODY | 1692.96 | 15 | 1 | 697988594333 | 69798859433
BFV722 | 70 | ML324E-A A N | ML324EA | 4 | BUTTERFLY VALVE,LUG,GEAR OPERATOR,CI BODY,316 SS DISC,200 WOG,EPDM LINER,EPOXY COATED BODY | 1955.71 | 15 | 1 | 697988701335 | 69798870133
BFV722 | 70 | ML324E-A A S | ML324EA | 6 | BUTTERFLY VALVE,LUG,GEAR OPERATOR,CI BODY,316 SS DISC,200 WOG,EPDM LINER,EPOXY COATED BODY | 2619.13 | 33.08 | 1 | 697988644915 | 69798864491
BFV722 | 70 | ML324E-A A U | ML324EA | 8 | BUTTERFLY VALVE,LUG,GEAR OPERATOR,CI BODY,316 SS DISC,200 WOG,EPDM LINER,EPOXY COATED BODY | 3704.68 | 56.264 | 1 | 697988140325 | 69798814032
BFV722 | 70 | ML324E-A A W | ML324EA | 10 | BUTTERFLY VALVE,LUG,GEAR OPERATOR,CI BODY,316 SS DISC,200 WOG,EPDM LINER,EPOXY COATED BODY | 5393.34 | 81.712 | 1 | 697988140332 | 69798814033
BFV722 | 70 | ML324E-A AWJ | ML324EA | 12 | BUTTERFLY VALVE,LUG,GEAR OPERATOR,CI BODY,316 SS DISC,200 WOG,EPDM LINER,EPOXY COATED BODY | 7073.34 | 111.3 | 1 | 697988140349 | 69798814034
BFV722 | 77 | ML324E-A A14 | ML324EA | 14 | BUTTERFLY VALVE,LUG,GEAR OPERATOR,CI BODY,316 SS DISC,150 WOG,EPDM LINER,EPOXY COATED BODY | 7525.04 | 167 | 1 | 697988550599 | 69798855059
BFV722 | 77 | ML324E-A A16 | ML324EA | 16 | BUTTERFLY VALVE,LUG,GEAR OPERATOR,CI BODY,316 SS DISC,150 WOG,EPDM LINER,EPOXY COATED BODY | 10389.72 | 246 | 1 | 697988694194 | 69798869419
BFV722 | 77 | ML324E-A A18 | ML324EA | 18 | BUTTERFLY VALVE,LUG,GEAR OPERATOR,CI BODY,316 SS DISC,150 WOG,EPDM LINER,EPOXY COATED BODY | 13131.6 | 325 | 1 | 697988140356 | 69798814035
BFV722 | 77 | ML324E-A A20 | ML324EA | 20 | BUTTERFLY VALVE,LUG,GEAR OPERATOR,CI BODY,316 SS DISC,150 WOG,EPDM LINER,EPOXY COATED BODY | 18369.88 | 416 | 1 | 697988140363 | 69798814036
BFV722 | 70 | ML324H A S | ML324H | 6 | BUTTERFLY VALVE,LUG,GEAR OPERATOR,CI BODY,316 SS DISC,200 WOG,HYPALON LINER | 2442.49 | 32.75 | 1 | 697988140387 | 69798814038
BFV722 | 70 | ML324H-A AWJ | ML324HA | 12 | BUTTERFLY VALVE,LUG,GEAR OPERATOR,CI BODY,316 SS DISC,200 WOG,HYPALON LINER,EPOXY COATED BODY | 8003.82 | 113 | 1 | 697988540071 | 69798854007
BFV722 | 70 | ML324NB A L | ML324NB | 3 | BUTTERFLY VALVE,LUG,GEAR OPERATOR,CI BODY,316 SS DISC,200 WOG,BLACK NEOPRENE LINER | 1580.98 | 15 | 1 | 697988140448 | 69798814044
BFV722 | 70 | ML324T A J | ML324T | 2 | BUTTERFLY VALVE,LUG,GEAR OPERATOR,CI BODY,316 SS DISC,200 WOG,TEFLON LINER | 2666.55 | 13.49 | 1 | 697988140608 | 69798814060
BFV722 | 70 | ML324T A K | ML324T | 2 1/2 | BUTTERFLY VALVE,LUG,GEAR OPERATOR,CI BODY,316 SS DISC,200 WOG,TEFLON LINER | 2873.34 | 14.5 | 1 | 697988140615 | 69798814061
BFV722 | 70 | ML324T A L | ML324T | 3 | BUTTERFLY VALVE,LUG,GEAR OPERATOR,CI BODY,316 SS DISC,200 WOG,TEFLON LINER | 3071.44 | 16.9 | 1 | 697988140622 | 69798814062
BFV722 | 70 | ML324T A N | ML324T | 4 | BUTTERFLY VALVE,LUG,GEAR OPERATOR,CI BODY,316 SS DISC,200 WOG,TEFLON LINER | 3575.47 | 22 | 1 | 697988140639 | 69798814063
BFV722 | 70 | ML324T A S | ML324T | 6 | BUTTERFLY VALVE,LUG,GEAR OPERATOR,CI BODY,316 SS DISC,200 WOG,TEFLON LINER | 4773.03 | 29.64 | 1 | 697988140646 | 69798814064
BFV722 | 70 | ML324T A U | ML324T | 8 | BUTTERFLY VALVE,LUG,GEAR OPERATOR,CI BODY,316 SS DISC,200 WOG,TEFLON LINER | 7034.65 | 57.964 | 1 | 697988140653 | 69798814065
BFV722 | 70 | ML324T A W | ML324T | 10 | BUTTERFLY VALVE,LUG,GEAR OPERATOR,CI BODY,316 SS DISC,200 WOG,TEFLON LINER | 9244.5 | 85.48 | 1 | 697988140660 | 69798814066
BFV722 | 70 | ML324T AWJ | ML324T | 12 | BUTTERFLY VALVE,LUG,GEAR OPERATOR,CI BODY,316 SS DISC,200 WOG,TEFLON LINER | 12104.88 | 114 | 1 | 697988140677 | 69798814067
BFV722 | 70 | ML324T-A A L | ML324T | 3 | BUTTERFLY VALVE,LUG,GEAR OPERATOR,CI BODY,316 SS DISC,200 WOG TEFLON LINER,EPOXY COATED | 3378.15 | 0 | 0 | 697988758537 | 69798875853
BFV722 | 70 | ML324V A L | ML324V | 3 | BUTTERFLY VALVE,LUG,GEAR OPERATOR,CI BODY,316 SS DISC,200 WOG,VITON LINER | 1908.29 | 15.81 | 1 | 697988397330 | 69798839733
BFV722 | 70 | ML324V A N | ML324V | 4 | BUTTERFLY VALVE,LUG,GEAR OPERATOR,CI BODY,316 SS DISC,200 WOG,VITON LINER | 2257.32 | 22 | 1 | 697988140691 | 69798814069
BFV722 | 70 | ML324V A R | ML324V | 5 | BUTTERFLY VALVE,LUG,GEAR OPERATOR,CI BODY,316 SS DISC,200 WOG,VITON LINER | 2950.9 | 25 | 1 | 697988397354 | 69798839735
BFV722 | 70 | ML324V A S | ML324V | 6 | BUTTERFLY VALVE,LUG,GEAR OPERATOR,CI BODY,316 SS DISC,200 WOG,VITON LINER | 3123.15 | 30 | 1 | 697988140707 | 69798814070
BFV722 | 70 | ML324V A U | ML324V | 8 | BUTTERFLY VALVE,LUG,GEAR OPERATOR,CI BODY,316 SS DISC,200 WOG,VITON LINER | 4863.55 | 60.42 | 1 | 697988140714 | 69798814071
BFV722 | 70 | ML324V A W | ML324V | 10 | BUTTERFLY VALVE,LUG,GEAR OPERATOR,CI BODY,316 SS DISC,200 WOG,VITON LINER | 6720.17 | 76.1 | 1 | 697988140721 | 69798814072
BFV722 | 70 | ML324V AWJ | ML324V | 12 | BUTTERFLY VALVE,LUG,GEAR OPERATOR,CI BODY,316 SS DISC,200 WOG,VITON LINER | 8645.73 | 104.75 | 1 | 697988140738 | 69798814073
BFV722 | 77 | ML324V A14 | ML324V | 14 | BUTTERFLY VALVE,LUG,GEAR OPERATOR,CI BODY,316 SS DISC,150 WOG,VITON LINER | 10231.02 | 190 | 1 | 697988140745 | 69798814074
BFV722 | 77 | ML324V A16 | ML324V | 16 | BUTTERFLY VALVE,LUG,GEAR OPERATOR,CI BODY,316 SS DISC,150 WOG,VITON LINER | 14728.51 | 252 | 1 | 697988140752 | 69798814075
BFV722 | 77 | ML324V A18 | ML324V | 18 | BUTTERFLY VALVE,LUG,GEAR OPERATOR,CI BODY,316 SS DISC,150 WOG,VITON LINER | 18301.11 | 341 | 1 | 697988140769 | 69798814076
BFV722 | 77 | ML324V A20 | ML324V | 20 | BUTTERFLY VALVE,LUG,GEAR OPERATOR,CI BODY,316 SS DISC,150 WOG,VITON LINER | 24603.5 | 416 | 1 | 697988140776 | 69798814077
BFV722 | 77 | ML324V A24 | ML324V | 24 | BUTTERFLY VALVE,LUG,GEAR OPERATOR,CI BODY,316 SS DISC,150 WOG,VITON LINER | 36557.34 | 650 | 1 | 697988365384 | 69798836538
BFV722 | 77 | ML324V -36 | ML324V | 36 | BUTTERFLY VALVE,LUG,GEAR OPERATOR,CI BODY,316 SS DISC,150 WOG,VITON LINER | 94333.68 | 2100 | 1 | 697988546110 | 69798854611
BFV722 | 77 | ML324V -42 | ML324V | 42 | BUTTERFLY VALVE,LUG,GEAR OPERATOR,CI BODY,316 SS DISC,150 WOG,VITON LINER | 127453.48 | 1995 | 1 | 697988546127 | 69798854612
BFV722 | 77 | ML324V -48 | ML324V | 48 | BUTTERFLY VALVE,LUG,GEAR OPERATOR,CI BODY,316 SS DISC,150 WOG,VITON LINER | 161007.09 | 2870 | 1 | 697988597846 | 69798859784
BFV722 | 70 | ML324V-A A N | ML324VA | 4 | BUTTERFLY VALVE,LUG,GEAR OPERATOR,CI BODY,316 SS DISC,200 WOG,VITON LINER,EPOXY COATED BODY | 2584.67 | 22 | 1 | 697988347984 | 69798834798
BFV722 | 70 | ML324V-A A R | ML324VA | 5 | BUTTERFLY VALVE,LUG,GEAR OPERATOR,CI BODY,316 SS DISC,200 WOG,VITON LINER,EPOXY COATED BODY | 3355.83 | 25 | 1 | 697988347991 | 69798834799
BFV722 | 70 | ML324V-A A S | ML324VA | 6 | BUTTERFLY VALVE,LUG,GEAR OPERATOR,CI BODY,316 SS DISC,200 WOG,VITON LINER,EPOXY COATED BODY | 3558.21 | 30 | 1 | 697988348004 | 69798834800
BFV722 | 70 | ML324V-A A U | ML324VA | 8 | BUTTERFLY VALVE,LUG,GEAR OPERATOR,CI BODY,316 SS DISC,200 WOG,VITON LINER,EPOXY COATED BODY | 5345.97 | 46 | 1 | 697988348011 | 69798834801
BFV722 | 70 | ML324V-A A W | ML324VA | 10 | BUTTERFLY VALVE,LUG,GEAR OPERATOR,CI BODY,316 SS DISC,200 WOG,VITON LINER,EPOXY COATED BODY | 7306 | 76.1 | 1 | 697988348028 | 69798834802
BFV722 | 70 | ML324V-A AWJ | ML324VA | 12 | BUTTERFLY VALVE,LUG,GEAR OPERATOR,CI BODY,316 SS DISC,200 WOG,VITON LINER,EPOXY COATED BODY | 9451.26 | 104.75 | 1 | 697988348035 | 69798834803
BFV722 | 77 | ML324V-A A24 | ML324VA | 24 | BUTTERFLY VALVE,LUG,GEAR OPERATOR,CI BODY,316 SS DISC,150 WOG,VITON LINER,EPOXY COATED BODY | 37534.56 | 650 | 1 | 697988549517 | 69798854951
BFV722 | 70 | ML327B A S | ML327B | 6 | BUTTERFLY VALVE,LUG,GEAR OPERATOR,CI BODY,NYLON COATED DI DISC,200 WOG,BUNA LINER | 1839.46 | 23.2 | 1 | 697988140851 | 69798814085
BFV722 | 70 | ML327B A U | ML327B | 8 | BUTTERFLY VALVE,LUG,GEAR OPERATOR,CI BODY,NYLON COATED DI DISC,200 WOG,BUNA LINER | 2408.04 | 58.32 | 1 | 697988682856 | 69798868285
BFV722 | 70 | ML327B A W | ML327B | 10 | BUTTERFLY VALVE,LUG,GEAR OPERATOR,CI BODY,NYLON COATED DI DISC,200 WOG,BUNA LINER | 3080.11 | 76 | 1 | 697988140868 | 69798814086
BFV722 | 70 | ML327E A L | ML327E | 3 | BUTTERFLY VALVE,LUG,GEAR OPERATOR,CI BODY,NYLON COATED DI DISC,200 WOG,EPDM LINER | 1171.68 | 11.404 | 1 | 697988559011 | 69798855901
BFV722 | 70 | ML327E A N | ML327E | 4 | BUTTERFLY VALVE,LUG,GEAR OPERATOR,CI BODY,NYLON COATED DI DISC,200 WOG,EPDM LINER | 1344.05 | 22 | 1 | 697988559042 | 69798855904
BFV722 | 70 | ML327E A S | ML327E | 6 | BUTTERFLY VALVE,LUG,GEAR OPERATOR,CI BODY,NYLON COATED DI DISC,200 WOG,EPDM LINER | 1839.46 | 23.2 | 1 | 697988568891 | 69798856889
BFV722 | 70 | ML327E A U | ML327E | 8 | BUTTERFLY VALVE,LUG,GEAR OPERATOR,CI BODY,NYLON COATED DI DISC,200 WOG,EPDM LINER | 2408.04 | 46.6 | 1 | 697988373389 | 69798837338
BFV722 | 70 | ML327E A W | ML327E | 10 | BUTTERFLY VALVE,LUG,GEAR OPERATOR,CI BODY,NYLON COATED DI DISC,200 WOG,EPDM LINER | 3080.11 | 83.2 | 1 | 697988568907 | 69798856890
BFV722 | 70 | ML327E AWJ | ML327E | 12 | BUTTERFLY VALVE,LUG,GEAR OPERATOR,CI BODY,NYLON COATED DI DISC,200 WOG,EPDM LINER | 3842.52 | 105.05 | 1 | 697988568914 | 69798856891
BFV722 | 70 | ML327E-A A U | ML327EA | 8 | BUTTERFLY VALVE,LUG,GEAR OPERATOR,CI BODY,NYLON COATED DI DISC,200 WOG,EPDM LINER,EPOXY COATED BODY | 2890.48 | 46.6 | 0 | 697988728424 | 69798872842
BFV722 | 70 | ML327E-A A W | ML327EA | 10 | BUTTERFLY VALVE,LUG,GEAR OPERATOR,CI BODY,NYLON COATED DI DISC,200 WOG,EPDM LINER,EPOXY COATED BODY | 3665.96 | 83.2 | 0 | 697988728417 | 69798872841
BFV722 | 70 | ML327V A U | ML327V | 8 | BUTTERFLY VALVE,LUG,GEAR OPERATOR,CI BODY,NYLON COATED DI DISC,200 WOG,VITON LINER | 4049.33 | 46.6 | 1 | 697988669765 | 69798866976
BFV722 | 70 | ML327V A W | ML327V | 10 | BUTTERFLY VALVE,LUG,GEAR OPERATOR,CI BODY,NYLON COATED DI DISC,200 WOG,VITON LINER | 4992.78 | 78 | 1 | 697988669772 | 69798866977
BFV722 | 70 | ML328E A J | ML328E | 2 | BUTTERFLY VALVE,LUG,GEAR OPERATOR,CI BODY,EPOXY COATED DI DISC,200 WOG,EPDM LINER | 1089.88 | 12 | 1 | 697988347816 | 69798834781
BFV722 | 70 | ML328E A K | ML328E | 2 1/2 | BUTTERFLY VALVE,LUG,GEAR OPERATOR,CI BODY,EPOXY COATED DI DISC,200 WOG,EPDM LINER | 1089.88 | 14.5 | 1 | 697988347823 | 69798834782
BFV722 | 70 | ML328E A L | ML328E | 3 | BUTTERFLY VALVE,LUG,GEAR OPERATOR,CI BODY,EPOXY COATED DI DISC,200 WOG,EPDM LINER | 1150.18 | 15 | 1 | 697988347830 | 69798834783
BFV722 | 70 | ML328E A N | ML328E | 4 | BUTTERFLY VALVE,LUG,GEAR OPERATOR,CI BODY,EPOXY COATED DI DISC,200 WOG,EPDM LINER | 1326.76 | 22 | 1 | 697988347847 | 69798834784
BFV722 | 70 | ML328E A R | ML328E | 5 | BUTTERFLY VALVE,LUG,GEAR OPERATOR,CI BODY,EPOXY COATED DI DISC,200 WOG,EPDM LINER | 1624.03 | 25 | 1 | 697988347854 | 69798834785
BFV722 | 70 | ML328E A S | ML328E | 6 | BUTTERFLY VALVE,LUG,GEAR OPERATOR,CI BODY,EPOXY COATED DI DISC,200 WOG,EPDM LINER | 1817.91 | 34.06 | 1 | 697988347861 | 69798834786
BFV722 | 70 | ML328E A U | ML328E | 8 | BUTTERFLY VALVE,LUG,GEAR OPERATOR,CI BODY,EPOXY COATED DI DISC,200 WOG,EPDM LINER | 2373.56 | 46 | 1 | 697988347878 | 69798834787
BFV722 | 70 | ML328E A W | ML328E | 10 | BUTTERFLY VALVE,LUG,GEAR OPERATOR,CI BODY,EPOXY COATED DI DISC,200 WOG,EPDM LINER | 3049.95 | 78 | 1 | 697988347885 | 69798834788
BFV722 | 70 | ML328E AWJ | ML328E | 12 | BUTTERFLY VALVE,LUG,GEAR OPERATOR,CI BODY,EPOXY COATED DI DISC,200 WOG,EPDM LINER | 3799.48 | 113 | 1 | 697988347892 | 69798834789
BFV722 | 71 | ML332B D L | ML332B | 3 | BUTTERFLY VALVE,LUG,GEAR OPERATOR,DI BODY,NICKEL PLTD DI DISC,200 WOG,BUNA LINER,DOUBLE DEAD END | 1158.69 | 15 | 0 | 697988731653 | 69798873165
BFV722 | 71 | ML332B D S | ML332B | 6 | BUTTERFLY VALVE,LUG,GEAR OPERATOR,DI BODY,NICKEL PLTD DI DISC,200 WOG,BUNA LINER,DDE | 1809.24 | 78 | 1 | 697988716575 | 69798871657
BFV722 | 71 | ML332B D U | ML332B | 8 | BUTTERFLY VALVE,LUG,GEAR OPERATOR,DI BODY,NICKEL PLTD DI DISC,200 WOG,BUNA LINER,DDE | 2339.18 | 78 | 1 | 697988716582 | 69798871658
BFV722 | 71 | ML332B D W | ML332B | 10 | BUTTERFLY VALVE,LUG,GEAR OPERATOR,DI BODY,NICKEL PLTD DI DISC,200 WOG,BUNA LINER,DOUBLE DEAD END | 2989.62 | 78 | 1 | 697988636491 | 69798863649
BFV722 | 71 | ML332B DWJ | ML332B | 12 | BUTTERFLY VALVE,LUG,GEAR OPERATOR,DI BODY,NICKEL PLTD DI DISC,200 WOG,BUNA LINER,DOUBLE DEAD END | 3708.98 | 111.02 | 1 | 697988646872 | 69798864687
BFV722 | 72 | ML332B A14 | ML332B | 14 | BUTTERFLY VALVE,LUG,GEAR OPERATOR,DI BODY,NICKEL PLTD DI DISC,150 WOG,BUNA LINER | 4640.82 | 173 | 1 | 697988140967 | 69798814096
BFV722 | 72 | ML332B A16 | ML332B | 16 | BUTTERFLY VALVE,LUG,GEAR OPERATOR,DI BODY,NICKEL PLTD DI DISC,150 WOG,BUNA LINER | 6899.78 | 252 | 1 | 697988620964 | 69798862096
BFV722 | 72 | ML332B A18 | ML332B | 18 | BUTTERFLY VALVE,LUG,GEAR OPERATOR,DI BODY,NICKEL PLTD DI DISC,150 WOG,BUNA LINER | 8516.26 | 325 | 1 | 697988503373 | 69798850337
BFV722 | 72 | ML332B A20 | ML332B | 20 | BUTTERFLY VALVE,LUG,GEAR OPERATOR,DI BODY,NICKEL PLTD DI DISC,150 WOG,BUNA LINER | 10689.34 | 416 | 1 | 697988375178 | 69798837517
BFV722 | 72 | ML332B A24 | ML332B | 24 | BUTTERFLY VALVE,LUG,GEAR OPERATOR,DI BODY,NICKEL PLTD DI DISC,200 WOG,BUNA LINER | 18882.33 | 692 | 1 | 697988644953 | 69798864495
BFV722 | 71 | ML332B-A A U | ML332BA | 8 | BUTTERFLY VALVE,LUG,GEAR OPERATOR,DI BODY,NICKEL PLTD DI DISC,200 WOG,BUNA LINER,EPOXY COATED BODY | 2821.59 | 46 | 1 | 697988140974 | 69798814097
BFV722 | 71 | ML332B-A A W | ML332BA | 10 | BUTTERFLY VALVE,LUG,GEAR OPERATOR,DI BODY,NICKEL PLTD DI DISC,200 WOG,BUNA LINER,EPOXY COATED BODY | 3575.47 | 78 | 1 | 697988140981 | 69798814098
BFV722 | 72 | ML332BS A14 | ML332BS | 14 | BUTTERFLY VALVE,LUG,GEAR OPERATOR,DI BODY,NICKEL PLTD DI DISC,150 WOG,BUNA LINER,316 SS STEM | 5885.72 | 173 | 1 | 697988348301 | 69798834830
BFV722 | 71 | ML332E D K | ML332E | 2 1/2 | BUTTERFLY VALVE,LUG,GEAR OPERATOR,DI BODY,NICKEL PLTD DI IRON DISC,200 WOG,EPDM LINER,DBL DEAD END | 1089.87 | 14.5 | 1 | 697988716476 | 69798871647
BFV722 | 71 | ML332E D L | ML332E | 3 | BUTTERFLY VALVE,LUG,GEAR OPERATOR,DI BODY,NICKEL PLTD DI DISC,200 WOG,EPDM LINER,DOUBLE DEAD END | 1158.69 | 16.15 | 1 | 697988669505 | 69798866950
BFV722 | 71 | ML332E D N | ML332E | 4 | BUTTERFLY VALVE,LUG,GEAR OPERATOR,DI BODY,NICKEL PLTD DI IRON DISC,200 WOG,EPDM LINER,DBL DEAD END | 1331.09 | 22 | 1 | 697988716483 | 69798871648
BFV722 | 71 | ML332E D S | ML332E | 6 | BUTTERFLY VALVE,LUG,GEAR OPERATOR,DI BODY,NICKEL PLTD DI DISC,200 WOG,EPDM LINER,DOUBLE DEAD END | 1809.24 | 33.72 | 1 | 697988657717 | 69798865771
BFV722 | 71 | ML332E D U | ML332E | 8 | BUTTERFLY VALVE,LUG,GEAR OPERATOR,DI BODY,NICKEL PLTD DI DISC,200 WOG,EPDM LINER,DOUBLE DEAD END | 2339.18 | 59.6 | 1 | 697988633261 | 69798863326
BFV722 | 71 | ML332E D W | ML332E | 10 | BUTTERFLY VALVE,LUG,GEAR OPERATOR,DI BODY,NICKEL PLTD DI DISC,200 WOG,EPDM LINER,DOUBLE DEAD END | 2989.62 | 81.1 | 1 | 697988633278 | 69798863327
BFV722 | 71 | ML332E DWJ | ML332E | 12 | BUTTERFLY VALVE,LUG,GEAR OPERATOR,DI BODY,NICKEL PLTD DI DISC,200 WOG,EPDM LINER,DOUBLE DEAD END | 3708.98 | 111.12 | 1 | 697988633285 | 69798863328
BFV722 | 72 | ML332E A14 | ML332E | 14 | BUTTERFLY VALVE,LUG,GEAR OPERATOR,DI BODY,NICKEL PLTD DI DISC,150 WOG,EPDM LINER | 4640.82 | 256 | 1 | 697988355606 | 69798835560
BFV722 | 72 | ML332E A16 | ML332E | 16 | BUTTERFLY VALVE,LUG,GEAR OPERATOR,DI BODY,NICKEL PLTD DI DISC,150 WOG,EPDM LINER | 6899.78 | 252 | 1 | 697988141124 | 69798814112
BFV722 | 72 | ML332E A18 | ML332E | 18 | BUTTERFLY VALVE,LUG,GEAR OPERATOR,DI BODY,NICKEL PLTD DI DISC,150 WOG,EPDM LINER | 8516.26 | 318 | 1 | 697988141131 | 69798814113
BFV722 | 72 | ML332E A20 | ML332E | 20 | BUTTERFLY VALVE,LUG,GEAR OPERATOR,DI BODY,NICKEL PLTD DI DISC,150 WOG,EPDM LINER | 10689.34 | 420 | 1 | 697988343221 | 69798834322
BFV722 | 72 | ML332E A24 | ML332E | 24 | BUTTERFLY VALVE,LUG,GEAR OPERATOR,DI BODY,NICKEL PLTD DI DISC,150 WOG,EPDM LINER | 18882.33 | 692 | 1 | 697988570375 | 69798857037
BFV722 | 72 | ML332E -30 | ML332E | 30 | BUTTERFLY VALVE,LUG,GEAR OPERATOR,DI BODY,NICKEL PLTD DI IRON DISC,150 WOG,EPDM LINER | 40923.95 | 1175 | 1 | 697988716506 | 69798871650
BFV722 | 72 | ML332E -36 | ML332E | 36 | BUTTERFLY VALVE,LUG,GEAR OPERATOR,DI BODY,NICKEL PLTD DI DISC,150 WOG,EPDM LINER | 49108.74 | 2200 | 1 | 697988512399 | 69798851239
BFV722 | 72 | ML332E -42 | ML332E | 42 | BUTTERFLY VALVE,LUG,GEAR OPERATOR,DI BODY,NICKEL PLTD DI DISC,150 WOG,EPDM LINER | 56884.23 | 1995 | 1 | 697988512405 | 69798851240
BFV722 | 71 | ML332E-A A S | ML332EA | 6 | BUTTERFLY VALVE,LUG,GEAR OPERATOR,DI BODY,NICKEL PLTD DI DISC,200 WOG,EPDM LINER,EPOXY COATED BODY | 2244.3 | 34.2 | 1 | 697988699069 | 69798869906
BFV722 | 71 | ML332E-A A U | ML332EA | 8 | BUTTERFLY VALVE,LUG,GEAR OPERATOR,DI BODY,NICKEL PLTD DI DISC,200 WOG,EPDM LINER,EPOXY COATED BODY | 2821.59 | 57.8 | 1 | 697988703155 | 69798870315
BFV722 | 71 | ML332E-A A W | ML332EA | 10 | BUTTERFLY VALVE,LUG,GEAR OPERATOR,DI BODY,NICKEL PLTD DI DISC,200 WOG,EPDM LINER,EPOXY COATED BODY | 3575.47 | 84.08 | 1 | 697988703162 | 69798870316
BFV722 | 72 | ML332E-A A18 | ML332EA | 18 | BUTTERFLY VALVE,LUG,GEAR OPERATOR,DI BODY,NICKEL PLTD DI DISC,150 WOG,EPDM LINER,EPOXY COATED BODY | 9493.45 | 318 | 1 | 697988703124 | 69798870312
BFV722 | 72 | ML332E-A A24 | ML332EA | 24 | BUTTERFLY VALVE,LUG,GEAR OPERATOR,DI BODY,NICKEL PLTD DI DISC,150 WOG,EPDM LINER,EPOXY COATED BODY | 19859.53 | 692 | 1 | 697988703131 | 69798870313
BFV722 | 72 | ML332E-A -36 | ML332EA | 36 | BUTTERFLY VALVE,LUG,GEAR OPERATOR,DI BODY,NICKEL PLTD DI DISC,150 WOG,EPDM LINER,EPOXY COATED BODY | 50498.54 | 2200 | 1 | 697988703070 | 69798870307
BFV722 | 72 | ML332ES A14 | ML332ES | 14 | BUTTERFLY VALVE,LUG,GEAR OPERATOR,DI BODY,NICKEL PLTD DI DISC,150 WOG,EPDM LINER,316 SS STEM | 5885.72 | 161 | 1 | 697988379602 | 69798837960
BFV722 | 72 | ML332ES A16 | ML332ES | 16 | BUTTERFLY VALVE,LUG,GEAR OPERATOR,DI BODY,NICKEL PLTD DI DISC,150 WOG,EPDM LINER,316 SS STEM | 8273.99 | 252 | 1 | 697988379640 | 69798837964
BFV722 | 72 | ML332ES A18 | ML332ES | 18 | BUTTERFLY VALVE,LUG,GEAR OPERATOR,DI BODY,NICKEL PLTD DI DISC,150 WOG,EPDM LINER,316 SS STEM | 10644.3 | 318 | 1 | 697988379657 | 69798837965
BFV722 | 72 | ML332ES A20 | ML332ES | 20 | BUTTERFLY VALVE,LUG,GEAR OPERATOR,DI BODY,NICKEL PLTD DI DISC,150 WOG,EPDM LINER,316 SS STEM | 12894.94 | 415 | 1 | 697988379664 | 69798837966
BFV722 | 72 | ML332ES A24 | ML332ES | 24 | BUTTERFLY VALVE,LUG,GEAR OPERATOR,DI BODY,NICKEL PLTD DI DISC,150 WOG,EPDM LINER,316 SS STEM | 22354.38 | 650 | 1 | 697988379671 | 69798837967
BFV722 | 71 | ML332V A N | ML332V | 4 | BUTTERFLY VALVE,LUG,GEAR OPERATOR,DI BODY,NICKEL PLTD DI DISC,200 WOG,VITON LINER | 1960.03 | 22.72 | 1 | 697988374744 | 69798837474
BFV722 | 71 | ML332V A U | ML332V | 8 | BUTTERFLY VALVE,LUG,GEAR OPERATOR,DI BODY,NICKEL PLTD DI DISC,200 WOG,VITON LINER | 3980.47 | 46 | 1 | 697988141155 | 69798814115
BFV722 | 71 | ML332V A W | ML332V | 10 | BUTTERFLY VALVE,LUG,GEAR OPERATOR,DI BODY,NICKEL PLTD DI DISC,200 WOG,VITON LINER | 4902.31 | 78 | 1 | 697988374751 | 69798837475
BFV722 | 71 | ML332V AWJ | ML332V | 12 | BUTTERFLY VALVE,LUG,GEAR OPERATOR,DI BODY,NICKEL PLTD DI DISC,200 WOG,VITON LINER | 6086.93 | 113 | 1 | 697988713017 | 69798871301
BFV722 | 72 | ML332V A14 | ML332V | 14 | BUTTERFLY VALVE,LUG,GEAR OPERATOR,DI BODY,NICKEL PLTD DI DISC,150 WOG,VITON LINER | 8323.95 | 190 | 1 | 697988713024 | 69798871302
BFV722 | 71 | ML333B D K | ML333B | 2 1/2 | BUTTERFLY VALVE,LUG,GEAR OPERATOR,DI BODY,ALMN/BRNZ DISC,200 WOG,BUNA LINER,DOUBLE DEAD END | 1132.9 | 19.2 | 1 | 697988665965 | 69798866596
BFV722 | 71 | ML333B D L | ML333B | 3 | BUTTERFLY VALVE,LUG,GEAR OPERATOR,DI BODY,ALMN/BRNZ DISC,200 WOG,BUNA LINER,DOUBLE DEAD END | 1193.2 | 8.98 | 1 | 697988666658 | 69798866665
BFV722 | 71 | ML333B D N | ML333B | 4 | BUTTERFLY VALVE,LUG,GEAR OPERATOR,DI BODY,ALMN/BRNZ DISC,200 WOG,BUNA LINER,DOUBLE DEAD END | 1412.96 | 23.892 | 1 | 697988708150 | 69798870815
BFV722 | 71 | ML333B D R | ML333B | 5 | BUTTERFLY VALVE,LUG,GEAR OPERATOR,DI BODY,ALMN/BRNZ DISC,200 WOG,BUNA LINER,DOUBLE DEAD END | 1783.39 | 29.34 | 1 | 697988708167 | 69798870816
BFV722 | 71 | ML333B D S | ML333B | 6 | BUTTERFLY VALVE,LUG,GEAR OPERATOR,DI BODY,ALMN/BRNZ DISC,200 WOG,BUNA LINER,DOUBLE DEAD END | 1938.52 | 33.08 | 1 | 697988637337 | 69798863733
BFV722 | 71 | ML333B D U | ML333B | 8 | BUTTERFLY VALVE,LUG,GEAR OPERATOR,DI BODY,ALMN/BRNZ DISC,200 WOG,BUNA LINER,DOUBLE DEAD END | 2649.33 | 57.6 | 1 | 697988665408 | 69798866540
BFV722 | 71 | ML333B D W | ML333B | 10 | BUTTERFLY VALVE,LUG,GEAR OPERATOR,DI BODY,ALMN/BRNZ DISC,200 WOG,BUNA LINER,DOUBLE DEAD END | 3269.63 | 81.34 | 1 | 697988665415 | 69798866541
BFV722 | 71 | ML333B DWJ | ML333B | 12 | BUTTERFLY VALVE,LUG,GEAR OPERATOR,DI BODY,ALMN/BRNZ DISC,200 WOG,BUNA LINER,DOUBLE DEAD END | 4488.67 | 106.176 | 1 | 697988665422 | 69798866542
BFV722 | 72 | ML333B A14 | ML333B | 14 | BUTTERFLY VALVE,LUG,GEAR OPERATOR,DI BODY,ALMN/BRNZ DISC,150 WOG,BUNA LINER | 5680.18 | 190 | 1 | 697988327252 | 69798832725
BFV722 | 72 | ML333B A16 | ML333B | 16 | BUTTERFLY VALVE,LUG,GEAR OPERATOR,DI BODY,ALMN/BRNZ DISC,150 WOG,BUNA LINER | 8303.5 | 252 | 1 | 697988327269 | 69798832726
BFV722 | 72 | ML333B A18 | ML333B | 18 | BUTTERFLY VALVE,LUG,GEAR OPERATOR,DI BODY,ALMN/BRNZ DISC,150 WOG,BUNA LINER | 10374.21 | 329 | 1 | 697988327276 | 69798832727
BFV722 | 72 | ML333B A20 | ML333B | 20 | BUTTERFLY VALVE,LUG,GEAR OPERATOR,DI BODY,ALMN/BRNZ DISC,150 WOG,BUNA LINER | 13075.19 | 416 | 1 | 697988327283 | 69798832728
BFV722 | 72 | ML333B A24 | ML333B | 24 | BUTTERFLY VALVE,LUG,GEAR OPERATOR,DI BODY,ALMN/BRNZ DISC,150 WOG,BUNA LINER | 23588.61 | 682 | 1 | 697988327290 | 69798832729
BFV722 | 72 | ML333B -30 | ML333B | 30 | BUTTERFLY VALVE,LUG,GEAR OPERATOR,DI BODY,ALMN/BRNZ DISC,150 WOG,BUNA LINER | 51154.9 | 975 | 1 | 697988327627 | 69798832762
BFV722 | 72 | ML333B -36 | ML333B | 36 | BUTTERFLY VALVE,LUG,GEAR OPERATOR,DI BODY,ALMN/BRNZ DISC,150 WOG,BUNA LINER | 70241.84 | 1495 | 1 | 697988327238 | 69798832723
BFV722 | 72 | ML333B -42 | ML333B | 42 | BUTTERFLY VALVE,LUG,GEAR OPERATOR,DI BODY,ALMN/BRNZ DISC,150 WOG,BUNA LINER | 91669.62 | 1995 | 1 | 697988327634 | 69798832763
BFV722 | 72 | ML333B -48 | ML333B | 48 | BUTTERFLY VALVE,LUG,GEAR OPERATOR,DI BODY,ALMN/BRNZ DISC,150 WOG,BUNA LINER | 121134.83 | 2870 | 1 | 697988327641 | 69798832764
BFV722 | 71 | ML333B-A A W | ML333BA | 10 | BUTTERFLY VALVE,LUG,GEAR OPERATOR,DI BODY,ALMN/BRNZ DISC,200 WOG,BUNA LINER,EPOXY COATED BODY | 3855.49 | 81.3 | 0 | 697988728745 | 69798872874
BFV722 | 71 | ML333B-DA D N | ML333BDA | 4 | BUTTERFLY VALVE,LUG,GEAR OPERATOR,DI BODY,ALMN/BRNZ DISC,200 WOG,BUNA LINER,DOUBLE DEAD END,ASML DRY | 1412.96 | 0 | 0 | 697988747630 | 69798874763
BFV722 | 71 | ML333BS D U | ML333BS | 8 | BUTTERFLY VALVE,LUG,GEAR OPERATOR,DI BODY,ALMN/BRNZ DISC,SS STEM,200 WOG,BUNA LINER,DOUBLE DEAD END | 2856.11 | 0 | 0 | 697988747555 | 69798874755
BFV722 | 71 | ML333BS D W | ML333BS | 10 | BUTTERFLY VALVE,LUG,GEAR OPERATOR,DI BODY,ALMN/BRNZ DISC,SS STEM,200 WOG,BUNA LINER,DOUBLE DEAD END | 3665.97 | 0 | 0 | 697988747562 | 69798874756
BFV722 | 72 | ML333BS A14 | ML333BS | 14 | BUTTERFLY VALVE,LUG,GEAR OPERATOR,DI BODY,ALMN/BRNZ DISC,150 WOG,BUNA LINER,316 SS STEM | 6925.1 | 190 | 1 | 697988503717 | 69798850371
BFV722 | 72 | ML333BS A16 | ML333BS | 16 | BUTTERFLY VALVE,LUG,GEAR OPERATOR,DI BODY,ALMN/BRNZ DISC,150 WOG,BUNA LINER,316 SS STEM | 9677.68 | 240 | 1 | 697988397576 | 69798839757
BFV722 | 72 | ML333BS A20 | ML333BS | 20 | BUTTERFLY VALVE,LUG,GEAR OPERATOR,DI BODY,ALMN/BRNZ DISC,150 WOG,BUNA LINER,316 SS STEM | 15280.77 | 416 | 1 | 697988641754 | 69798864175
BFV722 | 71 | ML333E D J | ML333E | 2 | BUTTERFLY VALVE,LUG,GEAR,DI BODY,ALMN/BRNZ DISC,200 WOG,EPDM LINER,DDE,NSF/ANSI 372 & 61 | 1132.9 | 17.44 | 1 | 697988629035 | 69798862903
BFV722 | 71 | ML333E D K | ML333E | 2 1/2 | BUTTERFLY VALVE,LUG,GEAR,DI BODY,ALMN/BRNZ DISC,200 WOG,EPDM LINER,DDE,NSF/ANSI 372 & 61 | 1132.9 | 19.22 | 1 | 697988629042 | 69798862904
BFV722 | 71 | ML333E D L | ML333E | 3 | BUTTERFLY VALVE,LUG,GEAR,DI BODY,ALMN/BRNZ DISC,200 WOG,EPDM LINER,DDE,NSF/ANSI 372 & 61 | 1193.2 | 19.88 | 1 | 697988629059 | 69798862905
BFV722 | 71 | ML333E D N | ML333E | 4 | BUTTERFLY VALVE,LUG,GEAR,DI BODY,ALMN/BRNZ DISC,200 WOG,EPDM LINER,DDE,NSF/ANSI 372 & 61 | 1412.96 | 23.892 | 1 | 697988629066 | 69798862906
BFV722 | 71 | ML333E D R | ML333E | 5 | BUTTERFLY VALVE,LUG,GEAR,DI BODY,ALMN/BRNZ DISC,200 WOG,EPDM LINER,DDE,NSF/ANSI 372 & 61 | 1783.39 | 29.34 | 1 | 697988629073 | 69798862907
BFV722 | 71 | ML333E D S | ML333E | 6 | BUTTERFLY VALVE,LUG,GEAR,DI BODY,ALMN/BRNZ DISC,200 WOG,EPDM LINER,DDE,NSF/ANSI 372 & 61 | 1938.52 | 32.866 | 1 | 697988628342 | 69798862834
BFV722 | 71 | ML333E D U | ML333E | 8 | BUTTERFLY VALVE,LUG,GEAR,DI BODY,ALMN/BRNZ DISC,200 WOG,EPDM LINER,DDE,NSF/ANSI 372 & 61 | 2649.33 | 57.61 | 1 | 697988626287 | 69798862628
BFV722 | 71 | ML333E D W | ML333E | 10 | BUTTERFLY VALVE,LUG,GEAR,DI BODY,ALMN/BRNZ DISC,200 WOG,EPDM LINER,DDE,NSF/ANSI 372 & 61 | 3269.63 | 78.554 | 1 | 697988629080 | 69798862908
BFV722 | 71 | ML333E DWJ | ML333E | 12 | BUTTERFLY VALVE,LUG,GEAR,DI BODY,ALMN/BRNZ DISC,200 WOG,EPDM LINER,DDE,NSF/ANSI 372 & 61 | 4488.67 | 111.34 | 1 | 697988629097 | 69798862909
BFV722 | 72 | ML333E A14 | ML333E | 14 | BUTTERFLY VALVE,LUG,GEAR,DI BODY,ALMN/BRNZ DISC,200 WOG,EPDM LINER,NSF/ANSI 372 & 61 | 5680.18 | 176 | 1 | 697988341647 | 69798834164
BFV722 | 72 | ML333E A16 | ML333E | 16 | BUTTERFLY VALVE,LUG,GEAR,DI BODY,ALMN/BRNZ DISC,200 WOG,EPDM LINER,NSF/ANSI 372 & 61 | 8303.5 | 240 | 1 | 697988340176 | 69798834017
BFV722 | 72 | ML333E A18 | ML333E | 18 | BUTTERFLY VALVE,LUG,GEAR,DI BODY,ALMN/BRNZ DISC,200 WOG,EPDM LINER,NSF/ANSI 372 & 61 | 10374.21 | 331 | 1 | 697988341654 | 69798834165
BFV722 | 72 | ML333E A20 | ML333E | 20 | BUTTERFLY VALVE,LUG,GEAR,DI BODY,ALMN/BRNZ DISC,200 WOG,EPDM LINER,NSF/ANSI 372 & 61 | 13075.19 | 420 | 1 | 697988341661 | 69798834166
BFV722 | 72 | ML333E A24 | ML333E | 24 | BUTTERFLY VALVE,LUG,GEAR,DI BODY,ALMN/BRNZ DISC,200 WOG,EPDM LINER,NSF/ANSI 372 & 61 | 23588.61 | 684 | 1 | 697988341678 | 69798834167
BFV722 | 72 | ML333E -30 | ML333E | 30 | BUTTERFLY VALVE,LUG,GEAR OPERATOR,DI BODY,ALMN/BRNZ DISC,150 WOG,EPDM LINER | 51154.9 | 1680 | 1 | 697988396678 | 69798839667
BFV722 | 72 | ML333E -36 | ML333E | 36 | BUTTERFLY VALVE,LUG,GEAR OPERATOR,DI BODY,ALMN/BRNZ DISC,150 WOG,EPDM LINER | 70241.84 | 2100 | 1 | 697988141285 | 69798814128
BFV722 | 72 | ML333E -42 | ML333E | 42 | BUTTERFLY VALVE,LUG,GEAR OPERATOR,DI BODY,ALMN/BRNZ DISC,150 WOG,EPDM LINER | 91669.62 | 1995 | 1 | 697988705432 | 69798870543
BFV722 | 71 | ML333E-A A K | ML333EA | 2 1/2 | BUTTERFLY VALVE,LUG,GEAR OPERATOR,DI BODY,ALMN/BRNZ DISC,200 WOG,EPDM LINER,EPOXY COATED BODY | 1378.47 | 19.2 | 1 | 697988345522 | 69798834552
BFV722 | 71 | ML333E-A A L | ML333EA | 3 | BUTTERFLY VALVE,LUG,GEAR OPERATOR,DI BODY,ALMN/BRNZ DISC,200 WOG,EPDM LINER,EPOXY COATED BODY | 1499.09 | 18.21 | 1 | 697988345539 | 69798834553
BFV722 | 71 | ML333E-A A N | ML333EA | 4 | BUTTERFLY VALVE,LUG,GEAR OPERATOR,DI BODY,ALMN/BRNZ DISC,200 WOG,EPDM LINER,EPOXY COATED BODY | 1740.3 | 24.05 | 1 | 697988345546 | 69798834554
BFV722 | 71 | ML333E-A A R | ML333EA | 5 | BUTTERFLY VALVE,LUG,GEAR OPERATOR,DI BODY,ALMN/BRNZ DISC,200 WOG,EPDM LINER,EPOXY COATED BODY | 2188.33 | 27.36 | 1 | 697988345553 | 69798834555
BFV722 | 71 | ML333E-A A S | ML333EA | 6 | BUTTERFLY VALVE,LUG,GEAR OPERATOR,DI BODY,ALMN/BRNZ DISC,200 WOG,EPDM LINER,EPOXY COATED BODY | 2373.56 | 30 | 1 | 697988345560 | 69798834556
BFV722 | 71 | ML333E-A A U | ML333EA | 8 | BUTTERFLY VALVE,LUG,GEAR OPERATOR,DI BODY,ALMN/BRNZ DISC,200 WOG,EPDM LINER,EPOXY COATED BODY | 3131.74 | 56.8 | 1 | 697988345577 | 69798834557
BFV722 | 71 | ML333E-A A W | ML333EA | 10 | BUTTERFLY VALVE,LUG,GEAR OPERATOR,DI BODY,ALMN/BRNZ DISC,200 WOG,EPDM LINER,EPOXY COATED BODY | 3855.49 | 78.554 | 1 | 697988345584 | 69798834558
BFV722 | 71 | ML333E-A AWJ | ML333EA | 12 | BUTTERFLY VALVE,LUG,GEAR OPERATOR,DI BODY,ALMN/BRNZ DISC,200 WOG,EPDM LINER,EPOXY COATED BODY | 5294.22 | 111 | 1 | 697988345591 | 69798834559
BFV722 | 72 | ML333E-A A14 | ML333EA | 14 | BUTTERFLY VALVE,LUG,GEAR OPERATOR,DI BODY,ALMN/BRNZ DISC,150 WOG,EPDM LINER,EPOXY COATED BODY | 6657.38 | 176 | 1 | 697988375659 | 69798837565
BFV722 | 72 | ML333E-A A16 | ML333EA | 16 | BUTTERFLY VALVE,LUG,GEAR OPERATOR,DI BODY,ALMN/BRNZ DISC,150 WOG,EPDM LINER,EPOXY COATED BODY | 9280.7 | 240 | 1 | 697988375666 | 69798837566
BFV722 | 72 | ML333E-A A18 | ML333EA | 18 | BUTTERFLY VALVE,LUG,GEAR OPERATOR,DI BODY,ALMN/BRNZ DISC,150 WOG,EPDM LINER,EPOXY COATED BODY | 11351.44 | 325 | 1 | 697988395381 | 69798839538
BFV722 | 72 | ML333E-A A20 | ML333EA | 20 | BUTTERFLY VALVE,LUG,GEAR OPERATOR,DI BODY,ALMN/BRNZ DISC,150 WOG,EPDM LINER,EPOXY COATED BODY | 14052.4 | 416 | 1 | 697988716032 | 69798871603
BFV722 | 72 | ML333E-A A24 | ML333EA | 24 | BUTTERFLY VALVE,LUG,GEAR OPERATOR,DI BODY,ALMN/BRNZ DISC,150 WOG,EPDM LINER,EPOXY COATED BODY | 24565.79 | 684 | 1 | 697988635890 | 69798863589
BFV722 | 71 | ML333ES D J | ML333ES | 2 | BUTTERFLY VALVE,LUG,GEAR OPERATOR,DI BODY,ALMN/BRNZ DISC,200 WOG,EPDM LNR,316 SS STM,DOUBLE DEAD END | 1214.76 | 12 | 1 | 697988714502 | 69798871450
BFV722 | 71 | ML333ES D K | ML333ES | 2 1/2 | BUTTERFLY VALVE,LUG,GEAR OPERATOR,DI BODY,ALMN/BRNZ DISC,200 WOG,EPDM LNR,316 SS STM,DOUBLE DEAD END | 1214.76 | 14.5 | 1 | 697988714519 | 69798871451
BFV722 | 71 | ML333ES D L | ML333E | 3 | BUTTERFLY VALVE,LUG,GEAR,DI BODY,ALMN/BRNZ DISC,200 WOG,316 SS DISC,EPDM LINER,DDE,NSF/ANSI 372 & 61 | 1283.7 | 20 | 0 | 697988726833 | 69798872683
BFV722 | 71 | ML333ES D N | ML333ES | 4 | BUTTERFLY VALVE,LUG,GEAR OPERATOR,DI BODY,ALMN/BRNZ DISC,200 WOG,EPDM LNR,316 SS STM,DOUBLE DEAD END | 1520.67 | 26.12 | 1 | 697988657663 | 69798865766
BFV722 | 71 | ML333ES D S | ML333ES | 6 | BUTTERFLY VALVE,LUG,GEAR OPERATOR,DI BODY,ALMN/BRNZ DISC,200 WOG,EPDM LNR,316 SS STM,DOUBLE DEAD END | 2085 | 33.94 | 1 | 697988657670 | 69798865767
BFV722 | 71 | ML333ES D U | ML333ES | 8 | BUTTERFLY VALVE,LUG,GEAR OPERATOR,DI BODY,ALMN/BRNZ DISC,200 WOG,EPDM LNR,316 SS STM,DOUBLE DEAD END | 2856.09 | 58.42 | 1 | 697988657687 | 69798865768
BFV722 | 71 | ML333ES D W | ML333ES | 10 | BUTTERFLY VALVE,LUG,GEAR OPERATOR,DI BODY,ALMN/BRNZ DISC,200 WOG,EPDM LNR,316 SS STM,DOUBLE DEAD END | 3665.97 | 83.62 | 1 | 697988657809 | 69798865780
BFV722 | 71 | ML333ES DWJ | ML333ES | 12 | BUTTERFLY VALVE,LUG,GEAR OPERATOR,DI BODY,ALMN/BRNZ DISC,200 WOG,EPDM LNR,316 SS STM,DOUBLE DEAD END | 5109 | 106.176 | 1 | 697988657694 | 69798865769
BFV722 | 72 | ML333ES A14 | ML333ES | 14 | BUTTERFLY VALVE,LUG,GEAR OPERATOR,DI BODY,ALMN/BRNZ DISC,150 WOG,EPDM LINER,316 SS STEM | 6925.1 | 176 | 1 | 697988672314 | 69798867231
BFV722 | 72 | ML333ES A16 | ML333ES | 16 | BUTTERFLY VALVE,LUG,GEAR OPERATOR,DI BODY,ALMN/BRNZ DISC,150 WOG,EPDM LINER,316 SS STEM | 9677.68 | 240 | 1 | 697988672321 | 69798867232
BFV722 | 72 | ML333ES A18 | ML333ES | 18 | BUTTERFLY VALVE,LUG,GEAR OPERATOR,DI BODY,ALMN/BRNZ DISC,150 WOG,EPDM LINER,316 SS STEM | 12502.27 | 325 | 1 | 697988672338 | 69798867233
BFV722 | 72 | ML333ES A20 | ML333ES | 20 | BUTTERFLY VALVE,LUG,GEAR OPERATOR,DI BODY,ALMN/BRNZ DISC,150 WOG,EPDM LINER,316 SS STEM | 15280.77 | 420 | 1 | 697988672345 | 69798867234
BFV722 | 71 | ML333ES-A A W | ML333ESA | 10 | BUTTERFLY VALVE,LUG,GEAR OPERATOR,DI BODY,ALMN/BRNZ DISC,200 WOG,EPDM LNR,316 SS STM,EPOXY COATED | 4251.82 | 78.554 | 1 | 697988718234 | 69798871823
BFV722 | 71 | ML333H AWJ | ML333H | 12 | BUTTERFLY VALVE,LUG,GEAR OPERATOR,DI BODY,ALMN/BRNZ DISC,200 WOG,HYPALON LINER | 5419.2 | 104.9 | 1 | 697988367456 | 69798836745
BFV722 | 71 | ML333NW A W | ML333NW | 10 | BUTTERFLY VALVE,LUG,GEAR OPERATOR,DI BODY,ALMN/BRNZ DISC,200 WOG,WHITE NEOPRENE LINER | 3945.96 | 0 | 1 | 697988729155 | 69798872915
BFV722 | 71 | ML333V A L | ML333V | 3 | BUTTERFLY VALVE,LUG,GEAR OPERATOR,DI BODY,ALMN/BRNZ DISC,200 WOG,VITON LINER | 1714.43 | 15 | 1 | 697988141421 | 69798814142
BFV722 | 71 | ML333V A N | ML333V | 4 | BUTTERFLY VALVE,LUG,GEAR OPERATOR,DI BODY,ALMN/BRNZ DISC,200 WOG,VITON LINER | 2041.9 | 22 | 1 | 697988504837 | 69798850483
BFV722 | 71 | ML333V A R | ML333V | 5 | BUTTERFLY VALVE,LUG,GEAR OPERATOR,DI BODY,ALMN/BRNZ DISC,200 WOG,VITON LINER | 2700.99 | 25 | 1 | 697988572744 | 69798857274
BFV722 | 71 | ML333V A S | ML333V | 6 | BUTTERFLY VALVE,LUG,GEAR OPERATOR,DI BODY,ALMN/BRNZ DISC,200 WOG,VITON LINER | 2877.59 | 30 | 1 | 697988506565 | 69798850656
BFV722 | 71 | ML333V A U | ML333V | 8 | BUTTERFLY VALVE,LUG,GEAR OPERATOR,DI BODY,ALMN/BRNZ DISC,200 WOG,VITON LINER | 4290.6 | 58.74 | 1 | 697988387362 | 69798838736
BFV722 | 71 | ML333V A W | ML333V | 10 | BUTTERFLY VALVE,LUG,GEAR OPERATOR,DI BODY,ALMN/BRNZ DISC,200 WOG,VITON LINER | 5182.31 | 78 | 1 | 697988324534 | 69798832453
BFV722 | 71 | ML333V AWJ | ML333V | 12 | BUTTERFLY VALVE,LUG,GEAR OPERATOR,DI BODY,ALMN/BRNZ DISC,200 WOG,VITON LINER | 6866.64 | 113 | 1 | 697988387379 | 69798838737
BFV722 | 72 | ML333V A14 | ML333V | 14 | BUTTERFLY VALVE,LUG,GEAR OPERATOR,DI BODY,ALMN/BRNZ DISC,150 WOG,VITON LINER | 9363.34 | 175 | 1 | 697988584419 | 69798858441
BFV722 | 72 | ML333V A16 | ML333V | 16 | BUTTERFLY VALVE,LUG,GEAR OPERATOR,DI BODY,ALMN/BRNZ DISC,150 WOG,VITON LINER | 13619.51 | 252 | 1 | 697988586123 | 69798858612
BFV722 | 72 | ML333V A20 | ML333V | 20 | BUTTERFLY VALVE,LUG,GEAR OPERATOR,DI BODY,ALMN/BRNZ DISC,150 WOG,VITON LINER | 20286.02 | 413 | 1 | 697988662780 | 69798866278
BFV722 | 72 | ML333V A24 | ML333V | 24 | BUTTERFLY VALVE,LUG,GEAR OPERATOR,DI BODY,ALMN/BRNZ DISC,150 WOG,VITON LINER | 33340.73 | 683 | 1 | 697988662797 | 69798866279
BFV722 | 71 | ML333VS A R | ML333VS | 5 | BUTTERFLY VALVE,LUG,GEAR OPERATOR,DI BODY,ALMN/BRNZ DISC,200 WOG,VITON LINER,316 SS STEM | 2817.28 | 25 | 1 | 697988590458 | 69798859045
BFV722 | 71 | ML333VS A S | ML333VS | 6 | BUTTERFLY VALVE,LUG,GEAR OPERATOR,DI BODY,ALMN/BRNZ DISC,200 WOG,VITON LINER,316 SS STEM | 3024.1 | 30 | 1 | 697988587809 | 69798858780
BFV722 | 71 | ML333VS A U | ML333VS | 8 | BUTTERFLY VALVE,LUG,GEAR OPERATOR,DI BODY,ALMN/BRNZ DISC,200 WOG,VITON LINER,316 SS STEM | 4497.38 | 46 | 1 | 697988587854 | 69798858785
BFV722 | 71 | ML333VS A W | ML333VS | 10 | BUTTERFLY VALVE,LUG,GEAR OPERATOR,DI BODY,ALMN/BRNZ DISC,200 WOG,VITON LINER,316 SS STEM | 5578.63 | 78 | 1 | 697988587793 | 69798858779
BFV722 | 71 | ML333VS AWJ | ML333VS | 12 | BUTTERFLY VALVE,LUG,GEAR OPERATOR,DI BODY,ALMN/BRNZ DISC,200 WOG,VITON LINER,316 SS STEM | 7486.94 | 113 | 1 | 697988587786 | 69798858778
BFV722 | 72 | ML333VS A16 | ML333VS | 16 | BUTTERFLY VALVE,LUG,GEAR OPERATOR,DI BODY,ALMN/BRNZ DISC,150 WOG,VITON LINER,316 SS STEM | 14993.71 | 252 | 1 | 697988589377 | 69798858937
BFV722 | 71 | ML334B D J | ML334B | 2 | BUTTERFLY VALVE,LUG,GEAR OP,DI BODY,SS DISC,200 WOG,BUNA LINER,DOUBLE DEAD END | 1292.28 | 19.7 | 1 | 697988719590 | 69798871959
BFV722 | 71 | ML334B D K | ML334B | 2 1/2 | BUTTERFLY VALVE,GEAR OP,DI BODY,SS DISC,200 WOG,BUNA LINER,DOUBLE DEAD END | 1292.28 | 0 | 0 | 697988726611 | 69798872661
BFV722 | 71 | ML334B D L | ML334B | 3 | BUTTERFLY VALVE,LUG,GEAR OP,DI BODY,SS DISC,200 WOG,BUNA LINER,DOUBLE DEAD END | 1456.02 | 20 | 1 | 697988719538 | 69798871953
BFV722 | 71 | ML334B D N | ML334B | 4 | BUTTERFLY VALVE,LUG,GEAR OP,DI BODY,SS DISC,200 WOG,BUNA LINER,DOUBLE DEAD END | 1718.85 | 26.7 | 0 | 697988726604 | 69798872660
BFV722 | 71 | ML334B D R | ML334B | 5 | BUTTERFLY VALVE,LUG,GEAR OP,DI BODY,SS DISC,200 WOG,BUNA LINER,DOUBLE DEAD END | 2136.69 | 0 | 0 | 697988726628 | 69798872662
BFV722 | 71 | ML334B D S | ML334B | 6 | BUTTERFLY VALVE,LUG,GEAR OPERATOR,DI BODY,SS DISC,200 WOG,BUNA LINER,DOUBLE DEAD END | 2313.3 | 34.32 | 1 | 697988649170 | 69798864917
BFV722 | 71 | ML334B D U | ML334B | 8 | BUTTERFLY VALVE,LUG,GEAR OPERATOR,DI BODY,SS DISC,200 WOG,BUNA LINER,DOUBLE DEAD END | 3360.03 | 59.06 | 1 | 697988649187 | 69798864918
BFV722 | 71 | ML334B D W | ML334B | 10 | BUTTERFLY VALVE,LUG,GEAR OPERATOR,DI BODY,SS DISC,200 WOG,BUNA LINER,DOUBLE DEAD END | 4988.4 | 73.6 | 1 | 697988649194 | 69798864919
BFV722 | 71 | ML334B DWJ | ML334B | 12 | BUTTERFLY VALVE,LUG,GEAR OPERATOR,DI BODY,SS DISC,200 WOG,BUNA LINER,DOUBLE DEAD END | 6500.44 | 107.218 | 1 | 697988649200 | 69798864920
BFV722 | 72 | ML334B A14 | ML334B | 14 | BUTTERFLY VALVE,LUG,GEAR OPERATOR,DI BODY,SS DISC,150 WOG,BUNA LINER | 6723.81 | 190 | 1 | 697988373013 | 69798837301
BFV722 | 72 | ML334B A16 | ML334B | 16 | BUTTERFLY VALVE,LUG,GEAR OPERATOR,DI BODY,SS DISC,150 WOG,BUNA LINER | 9608.96 | 252 | 1 | 697988373020 | 69798837302
BFV722 | 72 | ML334B A18 | ML334B | 18 | BUTTERFLY VALVE,LUG,GEAR OPERATOR,DI BODY,SS DISC,150 WOG,BUNA LINER | 12416.3 | 325 | 1 | 697988373037 | 69798837303
BFV722 | 72 | ML334B A20 | ML334B | 20 | BUTTERFLY VALVE,LUG,GEAR OPERATOR,DI BODY,SS DISC,150 WOG,BUNA LINER | 17605.47 | 416 | 1 | 697988373044 | 69798837304
BFV722 | 72 | ML334B A24 | ML334B | 24 | BUTTERFLY VALVE,LUG,GEAR OPERATOR,DI BODY,SS DISC,150 WOG,BUNA LINER | 27030.22 | 631 | 1 | 697988373051 | 69798837305
BFV722 | 72 | ML334B -30 | ML334B | 30 | BUTTERFLY VALVE,LUG,GEAR OPERATOR,DI BODY,SS DISC,150 WOG,BUNA LINER | 56065.81 | 1680 | 1 | 697988644632 | 69798864463
BFV722 | 71 | ML334B-A A U | ML334BA | 8 | BUTTERFLY VALVE,LUG,GEAR OPERATOR,DI BODY,SS DISC,200 WOG,BUNA LINER,EPOXY COATED BODY | 3842.46 | 59 | 1 | 697988704367 | 69798870436
BFV722 | 71 | ML334B-A A W | ML334BA | 10 | BUTTERFLY VALVE,LUG,GEAR OPERATOR,DI BODY,SS DISC,200 WOG,BUNA LINER,EPOXY COATED BODY | 5574.27 | 73.6 | 1 | 697988644472 | 69798864447
BFV722 | 71 | ML334B-A AWJ | ML334BA | 12 | BUTTERFLY VALVE,LUG,GEAR OPERATOR,DI BODY,SS DISC,200 WOG,BUNA LINER,EPOXY COATED BODY | 7305.96 | 103.05 | 1 | 697988704374 | 69798870437
BFV722 | 72 | ML334B-A A20 | ML334BA | 20 | BUTTERFLY VALVE,LUG,GEAR OPERATOR,DI BODY,SS DISC,150 WOG,BUNA LINER,EPOXY COATED BODY | 18582.68 | 416 | 1 | 697988644489 | 69798864448
BFV722 | 72 | ML334B-A A24 | ML334BA | 24 | BUTTERFLY VALVE,LUG,GEAR OPERATOR,DI BODY,SS DISC,150 WOG,BUNA LINER,EPOXY COATED BODY | 28007.43 | 631 | 1 | 697988644496 | 69798864449
BFV722 | 71 | ML334E D J | ML334E | 2 | BUTTERFLY VALVE,LUG,GEAR OPERATOR,DI BODY,SS DISC,200 WOG,EPDM LINER,DOUBLE DEAD END | 1292.28 | 19.7 | 1 | 697988674059 | 69798867405
BFV722 | 71 | ML334E D K | ML334E | 2 1/2 | BUTTERFLY VALVE,LUG,GEAR OPERATOR,DI BODY,SS DISC,200 WOG,EPDM LINER,DOUBLE DEAD END | 1292.28 | 19.5 | 1 | 697988674066 | 69798867406
BFV722 | 71 | ML334E D L | ML334E | 3 | BUTTERFLY VALVE,LUG,GEAR OPERATOR,DI BODY,SS DISC,200 WOG,EPDM LINER,DOUBLE DEAD END | 1456.02 | 19.7 | 1 | 697988641426 | 69798864142
BFV722 | 71 | ML334E D N | ML334E | 4 | BUTTERFLY VALVE,LUG,GEAR OPERATOR,DI BODY,SS DISC,200 WOG,EPDM LINER,DOUBLE DEAD END | 1718.85 | 26.66 | 1 | 697988633629 | 69798863362
BFV722 | 71 | ML334E D R | ML334E | 5 | BUTTERFLY VALVE,LUG,GEAR OPERATOR,DI BODY,SS DISC,200 WOG,EPDM LINER,DOUBLE DEAD END | 2136.69 | 34.34 | 1 | 697988674073 | 69798867407
BFV722 | 71 | ML334E D S | ML334E | 6 | BUTTERFLY VALVE,LUG,GEAR OPERATOR,DI BODY,SS DISC,200 WOG,EPDM LINER,DOUBLE DEAD END | 2313.3 | 34.34 | 1 | 697988633612 | 69798863361
BFV722 | 71 | ML334E D U | ML334E | 8 | BUTTERFLY VALVE,LUG,GEAR OPERATOR,DI BODY,SS DISC,200 WOG,EPDM LINER,DOUBLE DEAD END | 3360.03 | 58.74 | 1 | 697988633605 | 69798863360
BFV722 | 71 | ML334E D W | ML334E | 10 | BUTTERFLY VALVE,LUG,GEAR OPERATOR,DI BODY,SS DISC,200 WOG,EPDM LINER,DOUBLE DEAD END | 4988.4 | 83.72 | 1 | 697988674080 | 69798867408
BFV722 | 71 | ML334E DWJ | ML334E | 12 | BUTTERFLY VALVE,LUG,GEAR OPERATOR,DI BODY,SS DISC,200 WOG,EPDM LINER,DOUBLE DEAD END | 6500.44 | 111.86 | 1 | 697988633599 | 69798863359
BFV722 | 72 | ML334E A14 | ML334E | 14 | BUTTERFLY VALVE,LUG,GEAR OPERATOR,DI BODY,SS DISC,150 WOG,EPDM LINER | 6723.81 | 174 | 1 | 697988323933 | 69798832393
BFV722 | 72 | ML334E A16 | ML334E | 16 | BUTTERFLY VALVE,LUG,GEAR OPERATOR,DI BODY,SS DISC,150 WOG,EPDM LINER | 9608.96 | 252 | 1 | 697988323940 | 69798832394
BFV722 | 72 | ML334E A18 | ML334E | 18 | BUTTERFLY VALVE,LUG,GEAR OPERATOR,DI BODY,SS DISC,150 WOG,EPDM LINER | 12416.3 | 331 | 1 | 697988323957 | 69798832395
BFV722 | 72 | ML334E A20 | ML334E | 20 | BUTTERFLY VALVE,LUG,GEAR OPERATOR,DI BODY,SS DISC,150 WOG,EPDM LINER | 17605.47 | 420 | 1 | 697988323964 | 69798832396
BFV722 | 72 | ML334E A24 | ML334E | 24 | BUTTERFLY VALVE,LUG,GEAR OPERATOR,DI BODY,SS DISC,150 WOG,EPDM LINER | 27030.22 | 650 | 1 | 697988323971 | 69798832397
BFV722 | 72 | ML334E -30 | ML334E | 30 | BUTTERFLY VALVE,LUG,GEAR OPERATOR,DI BODY,SS DISC,150 WOG,EPDM LINER | 56065.81 | 1680 | 1 | 697988595514 | 69798859551
BFV722 | 72 | ML334E -36 | ML334E | 36 | BUTTERFLY VALVE,LUG,GEAR OPERATOR,DI BODY,SS DISC,150 WOG,EPDM LINER | 77755.49 | 1680 | 1 | 697988641433 | 69798864143
BFV722 | 72 | ML334E -42 | ML334E | 42 | BUTTERFLY VALVE,LUG,GEAR OPERATOR,DI BODY,SS DISC,150 WOG,EPDM LINER | 97808.2 | 1680 | 1 | 697988710191 | 69798871019
BFV722 | 71 | ML334E-A A J | ML334EA | 2 | BUTTERFLY VALVE,LUG,GEAR OPERATOR,DI BODY,SS DISC,200 WOG,EPDM LINER,EPOXY COATED BODY | 1537.84 | 17.62 | 1 | 697988345614 | 69798834561
BFV722 | 71 | ML334E-A A K | ML334EA | 2 1/2 | BUTTERFLY VALVE,LUG,GEAR OPERATOR,DI BODY,SS DISC,200 WOG,EPDM LINER,EPOXY COATED BODY | 1537.84 | 19.38 | 1 | 697988345621 | 69798834562
BFV722 | 71 | ML334E-A A L | ML334EA | 3 | BUTTERFLY VALVE,LUG,GEAR OPERATOR,DI BODY,SS DISC,200 WOG,EPDM LINER,EPOXY COATED BODY | 1761.89 | 20.2 | 1 | 697988345638 | 69798834563
BFV722 | 71 | ML334E-A A N | ML334EA | 4 | BUTTERFLY VALVE,LUG,GEAR OPERATOR,DI BODY,SS DISC,200 WOG,EPDM LINER,EPOXY COATED BODY | 2046.21 | 26.3 | 1 | 697988345645 | 69798834564
BFV722 | 71 | ML334E-A A R | ML334EA | 5 | BUTTERFLY VALVE,LUG,GEAR OPERATOR,DI BODY,SS DISC,200 WOG,EPDM LINER,EPOXY COATED BODY | 2541.6 | 27.46 | 1 | 697988345652 | 69798834565
BFV722 | 71 | ML334E-A A S | ML334EA | 6 | BUTTERFLY VALVE,LUG,GEAR OPERATOR,DI BODY,SS DISC,200 WOG,EPDM LINER,EPOXY COATED BODY | 2748.36 | 33.366 | 1 | 697988345669 | 69798834566
BFV722 | 71 | ML334E-A A U | ML334EA | 8 | BUTTERFLY VALVE,LUG,GEAR OPERATOR,DI BODY,SS DISC,200 WOG,EPDM LINER,EPOXY COATED BODY | 3842.46 | 58.42 | 1 | 697988141612 | 69798814161
BFV722 | 71 | ML334E-A A W | ML334EA | 10 | BUTTERFLY VALVE,LUG,GEAR OPERATOR,DI BODY,SS DISC,200 WOG,EPDM LINER,EPOXY COATED BODY | 5574.27 | 84.96 | 1 | 697988345676 | 69798834567
BFV722 | 71 | ML334E-A AWJ | ML334EA | 12 | BUTTERFLY VALVE,LUG,GEAR OPERATOR,DI BODY,SS DISC,200 WOG,EPDM LINER,EPOXY COATED BODY | 7305.96 | 105.4 | 1 | 697988345683 | 69798834568
BFV722 | 72 | ML334E-A A14 | ML334EA | 14 | BUTTERFLY VALVE,LUG,GEAR OPERATOR,DI BODY,SS DISC,150 WOG,EPDM LINER,EPOXY COATED BODY | 7701.01 | 174 | 1 | 697988396906 | 69798839690
BFV722 | 72 | ML334E-A A16 | ML334EA | 16 | BUTTERFLY VALVE,LUG,GEAR OPERATOR,DI BODY,SS DISC,150 WOG,EPDM LINER,EPOXY COATED BODY | 10586.16 | 240 | 1 | 697988505674 | 69798850567
BFV722 | 72 | ML334E-A A18 | ML334EA | 18 | BUTTERFLY VALVE,LUG,GEAR OPERATOR,DI BODY,SS DISC,150 WOG,EPDM LINER,EPOXY COATED BODY | 13393.49 | 332 | 1 | 697988570726 | 69798857072
BFV722 | 72 | ML334E-A A20 | ML334EA | 20 | BUTTERFLY VALVE,LUG,GEAR OPERATOR,DI BODY,SS DISC,150 WOG,EPDM LINER,EPOXY COATED BODY | 18582.68 | 420 | 1 | 697988539037 | 69798853903
BFV722 | 72 | ML334E-A A24 | ML334EA | 24 | BUTTERFLY VALVE,LUG,GEAR OPERATOR,DI BODY,SS DISC,150 WOG,EPDM LINER,EPOXY COATED BODY | 28007.43 | 684 | 1 | 697988595491 | 69798859549
BFV722 | 72 | ML334E-A -30 | ML334EA | 30 | BUTTERFLY VALVE,LUG,GEAR OPERATOR,DI BODY,SS DISC,150 WOG,EPDM LINER,EPOXY COATED BODY | 57455.57 | 1680 | 1 | 697988665316 | 69798866531
BFV722 | 72 | ML334E-A -36 | ML334EA | 36 | BUTTERFLY VALVE,LUG,GEAR OPERATOR,DI BODY,SS DISC,150 WOG,EPDM LINER,EPOXY COATED BODY | 79145.31 | 2100 | 1 | 697988665262 | 69798866526
BFV722 | 71 | ML334E-A-DA A U | ML334EADA | 8 | BUTTERFLY VALVE,LUG,GEAR OPERATOR,DI BODY,SS DISC,200 WOG,EPDM LINER,EPOXY COATED BODY,DRY ASSEMBLED | 3842.46 | 58.42 | 1 | 697988705296 | 69798870529
BFV722 | 71 | ML334E-A-DA A W | ML334EADA | 10 | BUTTERFLY VALVE,LUG,GEAR OPERATOR,DI BODY,SS DISC,200 WOG,EPDM LINER,EPOXY COATED BODY,DRY ASSEMBLED | 5574.3 | 84.96 | 1 | 697988705302 | 69798870530
BFV722 | 71 | ML334E-A-DA AWJ | ML334EADA | 12 | BUTTERFLY VALVE,LUG,GEAR OPERATOR,DI BODY,SS DISC,200 WOG,EPDM LINER,EPOXY COATED BODY,DRY ASSEMBLED | 7305.96 | 105.4 | 1 | 697988705319 | 69798870531
BFV722 | 71 | ML334H A R | ML334H | 5 | BUTTERFLY VALVE,LUG,GEAR OPERATOR,DI BODY,SS DISC,200 WOG,HYPALON LINER | 2399.46 | 25 | 1 | 697988490536 | 69798849053
BFV722 | 71 | ML334H A S | ML334H | 6 | BUTTERFLY VALVE,LUG,GEAR OPERATOR,DI BODY,SS DISC,200 WOG,HYPALON LINER | 2571.73 | 29.6 | 1 | 697988141643 | 69798814164
BFV722 | 71 | ML334H A U | ML334H | 8 | BUTTERFLY VALVE,LUG,GEAR OPERATOR,DI BODY,SS DISC,200 WOG,HYPALON LINER | 3902.83 | 46 | 1 | 697988141650 | 69798814165
BFV722 | 71 | ML334H A W | ML334H | 10 | BUTTERFLY VALVE,LUG,GEAR OPERATOR,DI BODY,SS DISC,200 WOG,HYPALON LINER | 5591.53 | 82.028 | 1 | 697988141667 | 69798814166
BFV722 | 71 | ML334NB A S | ML334NB | 6 | BUTTERFLY VALVE,LUG,GEAR OPERATOR,DI BODY,SS DISC,200 WOG,EPDM LINER,BLACK NEOPRENE LINER | 2571.73 | 34.34 | 1 | 697988697355 | 69798869735
BFV722 | 71 | ML334T A J | ML334T | 2 | BUTTERFLY VALVE,LUG,GEAR OPERATOR,DI BODY,SS DISC,200 WOG,TEFLON LINER | 2718.18 | 0 | 0 | 697988759107 | 69798875910
BFV722 | 71 | ML334T A N | ML334T | 4 | BUTTERFLY VALVE,LUG,GEAR OPERATOR,DI BODY,SS DISC,200 WOG,TEFLON LINER | 3665.97 | 22.34 | 1 | 697988675780 | 69798867578
BFV722 | 71 | ML334T A S | ML334T | 6 | BUTTERFLY VALVE,LUG,GEAR OPERATOR,DI BODY,SS DISC,200 WOG,TEFLON LINER | 4902.28 | 30 | 1 | 697988379039 | 69798837903
BFV722 | 71 | ML334T A U | ML334T | 8 | BUTTERFLY VALVE,LUG,GEAR OPERATOR,DI BODY,SS DISC,200 WOG,TEFLON LINER | 7172.4 | 49.44 | 1 | 697988379046 | 69798837904
BFV722 | 71 | ML334T A W | ML334T | 10 | BUTTERFLY VALVE,LUG,GEAR OPERATOR,DI BODY,SS DISC,200 WOG,TEFLON LINER | 9425.4 | 78 | 1 | 697988379053 | 69798837905
BFV722 | 71 | ML334T AWJ | ML334T | 12 | BUTTERFLY VALVE,LUG,GEAR OPERATOR,DI BODY,SS DISC,200 WOG,TEFLON LINER | 12337.49 | 113 | 1 | 697988379060 | 69798837906
BFV722 | 71 | ML334V A J | ML334V | 2 | BUTTERFLY VALVE,LUG,GEAR OPERATOR,DI BODY,SS DISC,200 WOG,VITON LINER | 1813.47 | 14.42 | 1 | 697988141674 | 69798814167
BFV722 | 71 | ML334V A K | ML334V | 2 1/2 | BUTTERFLY VALVE,LUG,GEAR OPERATOR,DI BODY,SS DISC,200 WOG,VITON LINER | 1813.47 | 14.5 | 1 | 697988398887 | 69798839888
BFV722 | 71 | ML334V A L | ML334V | 3 | BUTTERFLY VALVE,LUG,GEAR OPERATOR,DI BODY,SS DISC,200 WOG,VITON LINER | 1977.24 | 15 | 1 | 697988141681 | 69798814168
BFV722 | 71 | ML334V A N | ML334V | 4 | BUTTERFLY VALVE,LUG,GEAR OPERATOR,DI BODY,SS DISC,200 WOG,VITON LINER | 2347.82 | 22.34 | 1 | 697988141698 | 69798814169
BFV722 | 71 | ML334V A S | ML334V | 6 | BUTTERFLY VALVE,LUG,GEAR OPERATOR,DI BODY,SS DISC,200 WOG,VITON LINER | 3252.38 | 30 | 1 | 697988141704 | 69798814170
BFV722 | 71 | ML334V A U | ML334V | 8 | BUTTERFLY VALVE,LUG,GEAR OPERATOR,DI BODY,SS DISC,200 WOG,VITON LINER | 5001.33 | 57.588 | 1 | 697988141711 | 69798814171
BFV722 | 71 | ML334V A W | ML334V | 10 | BUTTERFLY VALVE,LUG,GEAR OPERATOR,DI BODY,SS DISC,200 WOG,VITON LINER | 6901.05 | 77.15 | 1 | 697988141728 | 69798814172
BFV722 | 71 | ML334V AWJ | ML334V | 12 | BUTTERFLY VALVE,LUG,GEAR OPERATOR,DI BODY,SS DISC,200 WOG,VITON LINER | 8878.35 | 104.35 | 1 | 697988141735 | 69798814173
BFV722 | 72 | ML334V A14 | ML334V | 14 | BUTTERFLY VALVE,LUG,GEAR OPERATOR,DI BODY,SS DISC,150 WOG,VITON LINER | 10406.98 | 190 | 1 | 697988704305 | 69798870430
BFV722 | 72 | ML334V A16 | ML334V | 16 | BUTTERFLY VALVE,LUG,GEAR OPERATOR,DI BODY,SS DISC,150 WOG,VITON LINER | 14925 | 250 | 1 | 697988337145 | 69798833714
BFV722 | 72 | ML334V A18 | ML334V | 18 | BUTTERFLY VALVE,LUG,GEAR OPERATOR,DI BODY,SS DISC,150 WOG,VITON LINER | 18563.04 | 325 | 1 | 697988704312 | 69798870431
BFV722 | 72 | ML334V A20 | ML334V | 20 | BUTTERFLY VALVE,LUG,GEAR OPERATOR,DI BODY,SS DISC,150 WOG,VITON LINER | 24816.32 | 416 | 1 | 697988704329 | 69798870432
BFV722 | 72 | ML334V A24 | ML334V | 24 | BUTTERFLY VALVE,LUG,GEAR OPERATOR,DI BODY,SS DISC,150 WOG,VITON LINER | 36782.37 | 631 | 1 | 697988704336 | 69798870433
BFV722 | 72 | ML334V -30 | ML334V | 30 | BUTTERFLY VALVE,LUG,GEAR OPERATOR,DI BODY,SS DISC,150 WOG,VITON LINER | 71109.46 | 975 | 1 | 697988542228 | 69798854222
BFV722 | 71 | ML334V-A A L | ML334VA | 3 | BUTTERFLY VALVE,LUG,GEAR OPERATOR,DI BODY,SS DISC,200 WOG,VITON LINER,EPOXY COATED BODY | 2283.09 | 15 | 1 | 697988589278 | 69798858927
BFV722 | 71 | ML334V-A A N | ML334VA | 4 | BUTTERFLY VALVE,LUG,GEAR OPERATOR,DI BODY,SS DISC,200 WOG,VITON LINER,EPOXY COATED BODY | 2675.14 | 22 | 1 | 697988589285 | 69798858928
BFV722 | 71 | ML334V-A A S | ML334VA | 6 | BUTTERFLY VALVE,LUG,GEAR OPERATOR,DI BODY,SS DISC,200 WOG,VITON LINER,EPOXY COATED BODY | 3687.44 | 30 | 1 | 697988585393 | 69798858539
BFV722 | 71 | ML334V-A A U | ML334VA | 8 | BUTTERFLY VALVE,LUG,GEAR OPERATOR,DI BODY,SS DISC,200 WOG,VITON LINER,EPOXY COATED BODY | 5483.73 | 57.59 | 1 | 697988638020 | 69798863802
BFV722 | 71 | ML334V-A A W | ML334VA | 10 | BUTTERFLY VALVE,LUG,GEAR OPERATOR,DI BODY,SS DISC,200 WOG,VITON LINER,EPOXY COATED BODY | 7486.94 | 77.15 | 1 | 697988638464 | 69798863846
BFV722 | 71 | ML334V-A AWJ | ML334VA | 12 | BUTTERFLY VALVE,LUG,GEAR OPERATOR,DI BODY,SS DISC,200 WOG,VITON LINER,EPOXY COATED BODY | 9683.86 | 105.4 | 1 | 697988699946 | 69798869994
BFV722 | 72 | ML334V-A A14 | ML334VA | 14 | BUTTERFLY VALVE,LUG,GEAR OPERATOR,DI BODY,SS DISC,150 WOG,VITON LINER,EPOXY COATED BODY | 11384.17 | 190 | 1 | 697988589384 | 69798858938
BFV722 | 72 | ML334V-A A24 | ML334VA | 24 | BUTTERFLY VALVE,LUG,GEAR OPERATOR,DI BODY,SS DISC,150 WOG,VITON LINER,EPOXY COATED BODY | 37759.57 | 650 | 1 | 697988549500 | 69798854950
BFV722 | 71 | ML337E A S | ML337E | 6 | BUTTERFLY VALVE,LUG,GEAR OPERATOR,DI BODY,NYLON CTD DI DISC,200 WOG,EPDM LINER | 1968.64 | 31.8 | 1 | 697988634060 | 69798863406
BFV722 | 71 | ML337E A U | ML337E | 8 | BUTTERFLY VALVE,LUG,GEAR OPERATOR,DI BODY,NYLON CTD DI DISC,200 WOG,EPDM LINER | 2545.95 | 46.6 | 1 | 697988634077 | 69798863407
BFV722 | 71 | ML337E AWJ | ML337E | 12 | BUTTERFLY VALVE,LUG,GEAR OPERATOR,DI BODY,NYLON CTD DI DISC,200 WOG,EPDM LINER | 4075.13 | 105.05 | 1 | 697988634084 | 69798863408
BFV722 | 71 | ML338ES A U | ML338ES | 8 | BUTTERFLY VALVE,LUG,GEAR OPERATOR,DI BODY,EPOXY CTD DI DISC,200 WOG,EPDM LINER,316 SS STEM | 2718.24 | 57.588 | 1 | 697988488403 | 69798848840
BFV722 | 70 | ML522E D K | ML522E | 2 1/2 | BUTTERFLY VALVE,LUG,GEAR OP W/MEM STOP,CI BODY,NCKL PLTD DI DISC,200 WOG,EPDM LINER,DOUBLE DEAD END | 1361.22 | 14.5 | 0 | 697988733213 | 69798873321
BFV722 | 70 | ML522E D U | ML522E | 8 | BUTTERFLY VALVE,LUG,GEAR OP/W MEM STOP,CI BODY,NCKL PLTD DI DISC,200 WOG,EPDM LINER,DOUBLE DEAD END | 2653.56 | 46 | 1 | 697988732551 | 69798873255
BFV722 | 70 | ML522E D W | ML522E | 10 | BUTTERFLY VALVE,LUG,GEAR OP/W MEM STOP,CI BODY,NCKL PLTD DI DISC,200 WOG,EPDM LINER,DOUBLE DEAD END | 3260.99 | 79.1 | 1 | 697988732544 | 69798873254
BFV722 | 70 | ML522E DWJ | ML522E | 12 | BUTTERFLY VALVE,LUG,GR OP/WITH MS CI BODY,NICKEL PLTD DI IRON DISC,200 WOG,EPDM LINER,DBL DEAD END | 3928.71 | 0 | 1 | 697988743281 | 69798874328
BFV722 | 77 | ML522E A14 | ML522E | 14 | BUTTERFLY VALVE,LUG,GR OP/WITH MS CI BODY,NICKEL PLTD DI IRON DISC,200 WOG,EPDM LINER,DBL DEAD END | 5721.73 | 0 | 1 | 697988743298 | 69798874329
BFV722 | 77 | ML522E A16 | ML522E | 16 | BUTTERFLY VALVE,LUG,GR OP/WITH MS CI BODY,NICKEL PLTD DI IRON DISC,200 WOG,EPDM LINER,DBL DEAD END | 7358.76 | 0 | 1 | 697988743304 | 69798874330
BFV722 | 77 | ML522E A18 | ML522E | 18 | BUTTERFLY VALVE,LUG,GR OP/WITH MS CI BODY,NICKEL PLTD DI IRON DISC,200 WOG,EPDM LINER,DBL DEAD END | 10084.48 | 0 | 1 | 697988743311 | 69798874331
BFV722 | 77 | ML522E A20 | ML522E | 20 | BUTTERFLY VALVE,LUG,GEAR W/MEMORY STOP,CI BODY,NICKEL PLTD DI IRON DISC,150 WOG,EPDM LINER | 12151.2 | 416.31 | 1 | 697988694149 | 69798869414
BFV722 | 77 | ML522E A24 | ML522E | 24 | BUTTERFLY VALVE,LUG,GR OP/WITH MS CI BODY,NICKEL PLTD DI IRON DISC,200 WOG,EPDM LINER,DBL DEAD END | 12721.01 | 0 | 1 | 697988743328 | 69798874332
BFV722 | 70 | ML522V-A A U | ML522VA | 8 | BUTTERFLY VALVE,LUG,GEAR W/MEMORY STOP,CI BODY,NICKEL PLTD DI DISC,200 WOG,VITON LINER,EPOXY CTD BDY | 4777.29 | 46 | 1 | 697988538832 | 69798853883
BFV722 | 70 | ML523E D K | ML523E | 2 1/2 | BUTTERFLY VALVE,LUG,GEAR W/MEMORY STOP,CI BODY,ALMN/BRNZ DISC,200 WOG,EPDM LINER,DOUBLE DEAD END | 1404.31 | 14.7 | 1 | 697988715066 | 69798871506
BFV722 | 70 | ML523E D L | ML523E | 3 | BUTTERFLY VALVE,LUG,GEAR OP W/MEM STOP,CI BODY,ALMN/BRNZ DISC,200 WOG,EPDM LINER,DOUBLE DEAD END | 1443.07 | 15.5 | 1 | 697988715325 | 69798871532
BFV722 | 70 | ML523E D N | ML523E | 4 | BUTTERFLY VALVE,LUG,GEAR W/MEMORY STOP,CI BODY,ALMN/BRNZ DISC,200 WOG,EPDM LINER,DOUBLE DEAD END | 1658.45 | 34.48 | 1 | 697988708761 | 69798870876
BFV722 | 70 | ML523E D S | ML523E | 6 | BUTTERFLY VALVE,LUG,GEAR W/MEMORY STOP,CI BODY,ALMN/BRNZ DISC,200 WOG,EPDM LINER,DOUBLE DEAD END | 2186.19 | 34.48 | 1 | 697988708754 | 69798870875
BFV722 | 70 | ML523E D U | ML523E | 8 | BUTTERFLY VALVE,LUG,GEAR OP W/MEM STOP,CI BODY,ALMN/BRNZ DISC,200 WOG,EPDM LINER,DOUBLE DEAD END | 2959.44 | 59.95 | 1 | 697988740846 | 69798874084
BFV722 | 70 | ML523E D W | ML523E | 10 | BUTTERFLY VALVE,LUG,GEAR OP W/MEM STOP,CI BODY,ALMN/BRNZ DISC,200 WOG,EPDM LINER,DOUBLE DEAD END | 3540.96 | 0 | 1 | 697988740853 | 69798874085
BFV722 | 77 | ML523E A14 | ML523E | 14 | BUTTERFLY VALVE,LUG,GEAR W/MEMORY STOP,CI BODY,ALMN/BRNZ DISC,150 WOG,EPDM LINER | 6724.46 | 177 | 1 | 697988141780 | 69798814178
BFV722 | 77 | ML523E A16 | ML523E | 16 | BUTTERFLY VALVE,LUG,GEAR W/MEMORY STOP,CI BODY,ALMN/BRNZ DISC,150 WOG,EPDM LINER | 8566 | 237 | 1 | 697988141797 | 69798814179
BFV722 | 77 | ML523E A18 | ML523E | 18 | BUTTERFLY VALVE,LUG,GEAR W/MEMORY STOP,CI BODY,ALMN/BRNZ DISC,150 WOG,EPDM LINER | 12069.27 | 339 | 1 | 697988141803 | 69798814180
BFV722 | 77 | ML523E A20 | ML523E | 20 | BUTTERFLY VALVE,LUG,GEAR W/MEMORY STOP,CI BODY,ALMN/BRNZ DISC,150 WOG,EPDM LINER | 14708.95 | 417 | 1 | 697988141810 | 69798814181
BFV722 | 77 | ML523E A24 | ML523E | 24 | BUTTERFLY VALVE,LUG,GEAR W/MEMORY STOP,CI BODY,ALMN/BRNZ DISC,150 WOG,EPDM LINER | 23729.52 | 688 | 1 | 697988141827 | 69798814182
BFV722 | 70 | ML523E-A A W | ML523EA | 10 | BUTTERFLY VALVE,LUG,GEAR W/MEMORY STOP,CI BODY,ALMN/BRNZ DISC,200 WOG,EPDM LINER,EPOXY COATED BODY | 4126.82 | 79.122 | 1 | 697988377608 | 69798837760
BFV722 | 70 | ML523E-A AWJ | ML523EA | 12 | BUTTERFLY VALVE,LUG,GEAR W/MEMORY STOP,CI BODY,ALMN/BRNZ DISC,200 WOG,EPDM LINER,EPOXY COATED BODY | 5513.9 | 107.218 | 1 | 697988377615 | 69798837761
BFV722 | 70 | ML524E D S | ML524E | 6 | BUTTERFLY VALVE,LUG,GEAR OPERATOR W/MEM STOP,CI BODY,316 SS DISC,200 WOG,EPDM LINER,DOUBLE DEAD END | 2556.68 | 0 | 1 | 697988745636 | 69798874563
BFV722 | 77 | ML524E A14 | ML524E | 14 | BUTTERFLY VALVE,LUG,GEAR W/MEMORY STOP,CI BODY,SS DISC,150 WOG,EPDM LINER | 8156.74 | 190 | 1 | 697988607439 | 69798860743
BFV722 | 70 | ML524V A U | ML524V | 8 | BUTTERFLY VALVE,LUG,GEAR W/MEMORY STOP,CI BODY,SS DISC,200 WOG,VITON LINER | 5315.74 | 46 | 1 | 697988638655 | 69798863865
BFV722 | 71 | ML533E D L | ML133E | 3 | BUTTERFLY VALVE,LUG,GEAR OP W/MEM STOP,DI BODY,ALMN/BRNZ DISC,200 WOG,EPDM LINER,DOUBLE DEAD END | 1516.31 | 15.5 | 1 | 697988715318 | 69798871531
BFV722 | 71 | ML533E D N | ML533E | 4 | BUTTERFLY VALVE,LUG,GEAR OPERATOR W/MEM STOP,DI BODY,ALMN/BRNZ DISC,200 WOG,EPDM LINER,DBL DEAD END | 1744.66 | 23.892 | 1 | 697988698185 | 69798869818
BFV722 | 71 | ML533E D S | ML533E | 6 | BUTTERFLY VALVE,LUG,GEAR OPERATOR W/MEM STOP,DI BODY,ALMN/BRNZ DISC,200 WOG,EPDM LINER,DBL DEAD END | 2315.36 | 32.866 | 1 | 697988698192 | 69798869819
BFV722 | 71 | ML533E D U | ML533E | 8 | BUTTERFLY VALVE,LUG,GEAR OPERATOR W/MEM STOP,DI BODY,ALMN/BRNZ DISC,200 WOG,EPDM LINER,DBL DEAD END | 3101.56 | 49.2 | 1 | 697988698208 | 69798869820
BFV722 | 71 | ML533E D W | ML533E | 10 | BUTTERFLY VALVE,LUG,GEAR W/MEMORY STOP,DI BODY,ALMN/BRNZ DISC,200 WOG,EPDM LINER | 3721.95 | 78.554 | 1 | 697988662810 | 69798866281
BFV722 | 71 | ML533E DWJ | ML533E | 12 | BUTTERFLY VALVE,LUG,GEAR W/MEMORY STOP,DI BODY,ALMN/BRNZ DISC,200 WOG,EPDM LINER | 4941 | 106.176 | 1 | 697988659667 | 69798865966
BFV722 | 72 | ML533E A14 | ML533E | 14 | BUTTERFLY VALVE,LUG,GEAR W/MEMORY STOP,DI BODY,ALMN/BRNZ DISC,150 WOG,EPDM LINER | 6814.44 | 176 | 1 | 697988511255 | 69798851125
BFV722 | 72 | ML533E A16 | ML533E | 16 | BUTTERFLY VALVE,LUG,GEAR W/MEMORY STOP,DI BODY,ALMN/BRNZ DISC,150 WOG,EPDM LINER | 8713.34 | 252 | 1 | 697988511378 | 69798851137
BFV722 | 71 | ML533E-A A S | ML533EA | 6 | BUTTERFLY VALVE,LUG,GEAR W/MEMORY STOP,DI BODY,ALMN/BRNZ DISC,200 WOG,EPDM LINER,EPOXY COATED BODY | 2750.45 | 31.8 | 1 | 697988378018 | 69798837801
BFV722 | 71 | ML533E-A A U | ML533EA | 8 | BUTTERFLY VALVE,LUG,GEAR W/MEMORY STOP,DI BODY,ALMN/BRNZ DISC,200 WOG,EPDM LINER,EPOXY COATED BODY | 3584.01 | 56.832 | 1 | 697988378025 | 69798837802
BFV722 | 71 | ML533E-A A W | ML533EA | 10 | BUTTERFLY VALVE,LUG,GEAR W/MEMORY STOP,DI BODY,ALMN/BRNZ DISC,200 WOG,EPDM LINER,EPOXY COATED BODY | 4307.85 | 78.554 | 1 | 697988377424 | 69798837742
BFV722 | 71 | ML533E-A AWJ | ML533EA | 12 | BUTTERFLY VALVE,LUG,GEAR W/MEMORY STOP,DI BODY,ALMN/BRNZ DISC,200 WOG,EPDM LINER,EPOXY COATED BODY | 5746.51 | 106.176 | 1 | 697988377431 | 69798837743
BFV722 | 71 | ML533E-A A14 | ML533EA | 14 | BUTTERFLY VALVE,LUG,GEAR W/MEMORY STOP,DI BODY,ALMN/BRNZ DISC,150 WOG,EPDM LINER,EPOXY COATED BODY | 7791.63 | 176 | 1 | 697988681491 | 69798868149
BFV722 | 71 | ML533ES D N | ML533ES | 4 | BUTTERFLY VALVE,LUG,GEAR OPERATOR W/MEM STOP,DI BODY,SS DISC,200 WOG,EPDM LINER,DBL DEAD END | 1852.34 | 23.9 | 1 | 697988731745 | 69798873174
BFV722 | 71 | ML533ES D U | ML533ES | 8 | BUTTERFLY VALVE,LUG,GEAR OPERATOR W/MEM STOP,DI BODY,SS DISC,200 WOG,EPDM LINER,DBL DEAD END | 3308.36 | 49.2 | 1 | 697988731738 | 69798873173
BFV722 | 71 | ML533ES DWJ | ML533ES | 12 | BUTTERFLY VALVE,LUG,GEAR W/MEMORY STOP,DI BODY,SS DISC,200 WOG,EPDM LINER | 5561.29 | 106.3 | 1 | 697988731752 | 69798873175
BFV722 | 72 | ML533ES A14 | ML533ES | 14 | BUTTERFLY VALVE,LUG,GEAR W/MEMORY STOP,DI BODY,ALMN/BRNZ DISC,150 WOG,EPDM LINER,316 SS STEM | 8059.34 | 176 | 1 | 697988365421 | 69798836542
BFV722 | 71 | ML533H A N | ML533H | 4 | BUTTERFLY VALVE,LUG,GEAR W/MEMORY STOP,DI BODY,ALMN/BRNZ DISC,200 WOG,HYPALON LINER | 1938.52 | 24.05 | 1 | 697988373853 | 69798837385
BFV722 | 71 | ML533H A R | ML533H | 5 | BUTTERFLY VALVE,LUG,GEAR W/MEMORY STOP,DI BODY,ALMN/BRNZ DISC,200 WOG,HYPALON LINER | 2382.14 | 25 | 1 | 697988396715 | 69798839671
BFV722 | 71 | ML533H A U | ML533H | 8 | BUTTERFLY VALVE,LUG,GEAR OPERATOR W/MEM STOP,DI BODY,ALMN/BRNZ DISC,200 WOG,HYPALON LINER | 3644.38 | 49.15 | 1 | 697988716926 | 69798871692
BFV722 | 71 | ML533H AWJ | ML533H | 12 | BUTTERFLY VALVE,LUG,GEAR W/MEMORY STOP,DI BODY,ALMN/BRNZ DISC,200 WOG,HYPALON LINER | 5871.5 | 113 | 1 | 697988396722 | 69798839672
BFV722 | 71 | ML533V A N | ML533V | 4 | BUTTERFLY VALVE,LUG,GEAR W/MEMORY STOP,DI BODY,ALMN/BRNZ DISC,200 WOG,VITON LINER | 2373.6 | 22 | 1 | 697988585669 | 69798858566
BFV722 | 71 | ML533V A R | ML533V | 5 | BUTTERFLY VALVE,LUG,GEAR W/MEMORY STOP,DI BODY,ALMN/BRNZ DISC,200 WOG,VITON LINER | 3036.91 | 24.814 | 1 | 697988579033 | 69798857903
BFV722 | 71 | ML533V A S | ML533V | 6 | BUTTERFLY VALVE,LUG,GEAR W/MEMORY STOP,DI BODY,ALMN/BRNZ DISC,200 WOG,VITON LINER | 3254.46 | 30 | 1 | 697988577008 | 69798857700
BFV722 | 71 | ML533V AWJ | ML533V | 12 | BUTTERFLY VALVE,LUG,GEAR W/MEMORY STOP,DI BODY,ALMN/BRNZ DISC,200 WOG,VITON LINER | 7318.91 | 110.398 | 1 | 697988586048 | 69798858604
BFV722 | 71 | ML534E D L | ML534E | 3 | BUTTERFLY VALVE,LUG,GEAR OP/W MEM STOP,DI BODY,SS DISC,200 WOG,EPDM LINER,DOUBLE DEAD END | 1783.4 | 0 | 0 | 697988746756 | 69798874675
BFV722 | 71 | ML534E D N | ML534E | 4 | BUTTERFLY VALVE,LUG,GEAR W/MEM STOP,DI BODY,SS DISC,200 WOG,EPDM LINER,DOUBLE DEAD END | 2050.49 | 0 | 0 | 697988746367 | 69798874636
BFV722 | 71 | ML534E D R | ML534E | 5 | BUTTERFLY VALVE,LUG,GEAR W/MEMORY STOP,DI BODY,SS DISC,200 WOG,EPDM LINER | 2472.6 | 27.46 | 1 | 697988636989 | 69798863698
BFV722 | 71 | ML534E D S | ML534E | 6 | BUTTERFLY VALVE,LUG,GEAR W/MEM STOP,DI BODY,SS DISC,200 WOG,EPDM LINER,DOUBLE DEAD END | 2690.23 | 0 | 0 | 697988746244 | 69798874624
BFV722 | 71 | ML534E D U | ML534E | 8 | BUTTERFLY VALVE,LUG,GEAR W/MEMORY STOP,DI BODY,SS DISC,200 WOG,EPDM LINER | 3816.65 | 49.4 | 1 | 697988697447 | 69798869744
BFV722 | 71 | ML534E D W | ML534E | 10 | BUTTERFLY VALVE,LUG,GEAR W/MEMORY STOP,DI BODY,SS DISC,200 WOG,EPDM LINER | 5444.98 | 74.3 | 1 | 697988697454 | 69798869745
BFV722 | 71 | ML534E DWJ | ML534E | 12 | BUTTERFLY VALVE,LUG,GEAR W/MEMORY STOP,DI BODY,SS DISC,200 WOG,EPDM LINER | 6952.72 | 100.9 | 1 | 697988697461 | 69798869746
BFV722 | 72 | ML534E A14 | ML534E | 14 | BUTTERFLY VALVE,LUG,GEAR OP W/MEM STOP,DI BODY,SS DISC,150 WOG,BUNA LINER | 7853.94 | 171 | 1 | 697988377011 | 69798837701
BFV722 | 72 | ML534E A18 | ML534E | 18 | BUTTERFLY VALVE,LUG,GEAR OPERATOR W/MEMORY STOP,DI BODY,SS DISC,150 WOG,EPDM LINER | 14160.53 | 2587.985 | 1 | 697988377035 | 69798837703
BFV722 | 71 | ML534V-A A S | ML534VA | 6 | BUTTERFLY VALVE,LUG,GEAR W/MEMORY STOP,DI BODY,SS DISC,200 WOG,VITON LINER,EPOXY COATED BODY | 4064.37 | 60.8 | 1 | 697988664012 | 69798866401
BFV722 | 70 | ML922B D S | ML922B | 6 | BUTTERFLY VALVE,LUG,GEAR OP W/LOCK,CI BODY,NICKEL PLTD DI IRON DISC,200 WOG,BUNA LINER,DBL DEAD END | 1925.64 | 0 | 1 | 697988728967 | 69798872896
BFV722 | 70 | ML922B D U | ML922B | 8 | BUTTERFLY VALVE,LUG,GEAR OP W/LOCKOUT CI BD,NICKEL PLTD DI IRON DISC,200 WOG,BUNA LINER,DBL DEAD END | 2446.84 | 60 | 1 | 697988728776 | 69798872877
BFV722 | 70 | ML922B D W | ML922B | 10 | BUTTERFLY VALVE,LUG,GEAR OP W/LOCKOUT CI BD,NICKEL PLTD DI IRON DISC,200 WOG,BUNA LINER,DBL DEAD END | 3049.94 | 76 | 1 | 697988728769 | 69798872876
BFV722 | 70 | ML922B DWJ | ML922B | 12 | BUTTERFLY VALVE,LUG,GEAR OP W/LOCKOUT CI BD,NICKEL PLTD DI IRON DISC,200 WOG,BUNA LINER,DBL DEAD END | 3721.95 | 111 | 1 | 697988728752 | 69798872875
BFV722 | 70 | ML923B D L | ML923B | 3 | BUTTERFLY VALVE,LUG,GEAR OPERATOR W/LCKOUT,CI BODY,ALMN/BRNZ DISC,200 WOG,BUNA LINER,DOUBLE DEAD END | 1365.57 | 19.5 | 1 | 697988745599 | 69798874559
BFV722 | 70 | ML923B D N | ML923B | 4 | BUTTERFLY VALVE,LUG,GEAR W/LOCKOUT,CI BODY,ALMN/BRNZ DISC,200 WOG,BUNA LINER,DOUBLE DEAD END | 1568.05 | 25.2 | 1 | 697988745605 | 69798874560
BFV722 | 70 | ML923B D S | ML923B | 6 | BUTTERFLY VALVE,LUG,GEAR W/LOCKOUT,CI BODY,ALMN/BRNZ DISC,200 WOG,BUNA LINER,DOUBLE DEAD END | 2054.8 | 34.5 | 1 | 697988745537 | 69798874553
BFV722 | 70 | ML923B D U | ML923B | 8 | BUTTERFLY VALVE,LUG,GEAR W/LOCKOUT,CI BODY,ALMN/BRNZ DISC,200 WOG,BUNA LINER,DOUBLE DEAD END | 2752.7 | 58.05 | 1 | 697988745612 | 69798874561
BFV722 | 70 | ML923B D W | ML923B | 10 | BUTTERFLY VALVE,LUG,GEAR W/LOCKOUT,CI BODY,ALMN/BRNZ DISC,200 WOG,BUNA LINER,DOUBLE DEAD END | 3334.23 | 0 | 1 | 697988745544 | 69798874554
BFV722 | 70 | ML923B DWJ | ML923B | 12 | BUTTERFLY VALVE,LUG,GEAR W/LOCKOUT,CI BODY,ALMN/BRNZ DISC,200 WOG,BUNA LINER,DOUBLE DEAD END | 4497.38 | 0 | 1 | 697988745551 | 69798874555
BFV722 | 77 | ML923B A14 | ML923B | 14 | BUTTERFLY VALVE,LUG,GEAR OPERATOR W/LOCKOUT,CI BODY,ALMN/BRNZ DISC,150 WOG,BUNA LINER | 5893.07 | 190 | 1 | 697988745575 | 69798874557
BFV722 | 77 | ML923B A16 | ML923B | 16 | BUTTERFLY VALVE,LUG,GEAR OPERATOR W/LOCKOUT,CI BODY,ALMN/BRNZ DISC,150 WOG,BUNA LINER | 8512.2 | 0 | 1 | 697988745582 | 69798874558
BFV722 | 77 | ML923B A20 | ML923B | 20 | BUTTERFLY VALVE,LUG,GEAR OPERATOR WITH LOCKOUT,CI BODY,ALMN/BRNZ DISC,150 WOG,BUNA LINER | 13272.24 | 412 | 1 | 697988697188 | 69798869718
BFV722 | 77 | ML923B A24 | ML923B | 24 | BUTTERFLY VALVE,LUG,GEAR W/LOCKOUT,CI BODY,ALMN/BRNZ DISC,150 WOG,BUNA LINER | 23585.09 | 0 | 1 | 697988745520 | 69798874552
BFV722 | 77 | ML923B-A A16 | ML923BA | 16 | BUTTERFLY VALVE,LUG,GEAR W/LOCKOUT,CI BODY,ALMN/BRNZ DISC,150 WOG,BUNA LINER,EPOXY COATED BODY | 9489.37 | 237 | 1 | 697988696853 | 69798869685
BFV722 | 77 | ML923BS A14 | ML923BS | 14 | BUTTERFLY VALVE,LUG,GEAR W/LOCKOUT,CI BODY,ALMN/BRNZ DISC,150 WOG,BUNA LINER,316 SS STEM | 7137.97 | 191 | 1 | 697988588257 | 69798858825
BFV722 | 77 | ML923BS A16 | ML923BS | 16 | BUTTERFLY VALVE,LUG,GEAR W/LOCKOUT,CI BODY,ALMN/BRNZ DISC,150 WOG,BUNA LINER,316 SS STEM | 9886.38 | 253 | 1 | 697988588264 | 69798858826
BFV722 | 77 | ML923BS A18 | ML923BS | 18 | BUTTERFLY VALVE,LUG,GEAR W/LOCKOUT,CI BODY,ALMN/BRNZ DISC,150 WOG,BUNA LINER,316 SS STEM | 12617.46 | 326 | 1 | 697988588271 | 69798858827
BFV722 | 70 | ML923E D S | ML923E | 6 | BUTTERFLY VALVE,LUG,GEAR W/LOCKOUT,CI BODY,ALMN/BRNZ DISC,200 WOG,EPDM LINER,DOUBLE DEAD END | 2054.8 | 0 | 0 | 697988746800 | 69798874680
BFV722 | 77 | ML923E A14 | ML923E | 14 | BUTTERFLY VALVE,LUG,GEAR W/LOCKOUT,CI BODY,ALMN/BRNZ DISC,150 WOG,EPDM LINER | 5893.07 | 191 | 1 | 697988592308 | 69798859230
BFV722 | 77 | ML923E A16 | ML923E | 16 | BUTTERFLY VALVE,LUG,GEAR W/LOCKOUT,CI BODY,ALMN/BRNZ DISC,150 WOG,EPDM LINER | 8512.18 | 237 | 1 | 697988610408 | 69798861040
BFV722 | 77 | ML923E A18 | ML923E | 18 | BUTTERFLY VALVE,LUG,GEAR W/LOCKOUT,CI BODY,ALMN/BRNZ DISC,150 WOG,EPDM LINER | 10489.39 | 334 | 1 | 697988610415 | 69798861041
BFV722 | 77 | ML923E A20 | ML923E | 20 | BUTTERFLY VALVE,LUG,GEAR W/LOCKOUT,CI BODY,ALMN/BRNZ DISC,150 WOG,EPDM LINER | 13272.24 | 412 | 1 | 697988612815 | 69798861281
BFV722 | 70 | ML923ES D L | ML923ES | 3 | BUTTERFLY VALVE,LUG,GEAR OP W/LOCKOUT,SS BODY,ALMN/BRNZ DISC,200 WOG,EPDM LINER,DOUBLE DEAD END | 1456.06 | 0 | 0 | 697988759169 | 69798875916
BFV722 | 70 | ML923V A N | ML923V | 4 | BUTTERFLY VALVE,LUG,GEAR W/LOCKOUT,CI BODY,ALMN/BRNZ DISC,200 WOG,VITON LINER | 2197 | 13 | 1 | 697988666009 | 69798866600
BFV722 | 70 | ML924E D U | ML924E | 8 | BUTTERFLY VALVE,LUG,GEAR W/LOCKOUT,CI BODY,SS DISC,200 WOG,EPDM LINER | 3467.82 | 59.72 | 1 | 697988646865 | 69798864686
BFV722 | 70 | ML924E-A A S | ML924EA | 6 | BUTTERFLY VALVE,LUG,GEAR W/LOCKOUT,CI BODY,SS DISC,200 WOG,EPDM LINER,EPOXY COATED BODY | 2864.68 | 35.32 | 1 | 697988644335 | 69798864433
BFV722 | 70 | ML924E-A A U | ML924EA | 8 | BUTTERFLY VALVE,LUG,GEAR W/LOCKOUT,CI BODY,SS DISC,200 WOG,EPDM LINER,EPOXY COATED BODY | 3950.24 | 59.77 | 1 | 697988650497 | 69798865049
BFV722 | 70 | ML924E-A A W | ML924EA | 10 | BUTTERFLY VALVE,LUG,GEAR W/LOCKOUT,CI BODY,SS DISC,200 WOG,EPDM LINER,EPOXY COATED BODY | 5638.88 | 82.03 | 1 | 697988648197 | 69798864819
BFV722 | 70 | ML924E-A AWJ | ML924EA | 12 | BUTTERFLY VALVE,LUG,GEAR W/LOCKOUT,CI BODY,SS DISC,200 WOG,EPDM LINER,EPOXY COATED BODY | 7318.87 | 121 | 1 | 697988645561 | 69798864556
BFV722 | 70 | ML924V A S | ML924E | 6 | BUTTERFLY VALVE,LUG,GEAR OPERATOR W/LOCKOUT,CI BODY,316 SS DISC,200 WOG,VITON LINER | 3368.71 | 0 | 0 | 697988759183 | 69798875918
BFV722 | 70 | ML924V A U | ML924E | 8 | BUTTERFLY VALVE,LUG,GEAR OPERATOR W/LOCKOUT,CI BODY,316 SS DISC,200 WOG,VITON LINER | 5109.1 | 0 | 0 | 697988759190 | 69798875919
BFV722 | 70 | ML924V A W | ML924E | 10 | BUTTERFLY VALVE,LUG,GEAR OPERATOR WITH LOCKOUT,CI BODY,316 SS DISC,200 WOG,VITON LINER | 6965.71 | 0 | 0 | 697988759206 | 69798875920
BFV722 | 70 | ML924V AWJ | ML924E | 12 | BUTTERFLY VALVE,LUG,GEAR OPERATOR WITH LOCKOUT,CI BODY,316 SS DISC,200 WOG,VITON LINER | 8891.31 | 0 | 0 | 697988759213 | 69798875921
BFV722 | 72 | ML932B A24 | ML932B | 24 | BUTTERFLY VALVE,LUG,GEAR W/LOCKOUT,DI BODY,NICKEL PLTD DI DISC,150 WOG,BUNA LINER | 19140.79 | 693 | 1 | 697988644946 | 69798864494
BFV722 | 72 | ML932E A18 | ML932E | 18 | BUTTERFLY VALVE,LUG,GEAR W/LOCKOUT,DI BODY,NICKEL PLTD DI DISC,150 WOG,EPDM LINER | 8774.67 | 334 | 1 | 697988607279 | 69798860727
BFV722 | 71 | ML933B D U | ML933B | 8 | BUTTERFLY VALVE,LUG,GEAR W/LOCKOUT,DI BODY,ALMN/BRNZ DI DISC,200 WOG,BUNA LINER | 2894.88 | 56.774 | 1 | 697988665392 | 69798866539
BFV722 | 71 | ML933E D J | ML933E | 2 | BUTTERFLY VALVE,LUG,GEAR W/LOCKOUT,DI BODY,ALMN/BRNZ DISC,200 WOG,EPDM LINER,DDE,NSF/ANSI 372 & 61 | 1378.47 | 0 | 0 | 697988759930 | 69798875993
BFV722 | 71 | ML933E D K | ML933E | 2 1/2 | BUTTERFLY VALVE,LUG,GEAR W/LOCKOUT,DI BODY,ALMN/BRNZ DISC,200 WOG,EPDM LINER,DDE,NSF/ANSI 372 & 61 | 1378.47 | 0 | 0 | 697988759947 | 69798875994
BFV722 | 71 | ML933E D L | ML933E | 3 | BUTTERFLY VALVE,LUG,GEAR W/LOCKOUT,DI BODY,ALMN/BRNZ DISC,200 WOG,EPDM LINER,DDE,NSF/ANSI 372 & 61 | 1438.77 | 0 | 0 | 697988759954 | 69798875995
BFV722 | 71 | ML933E D N | ML933E | 4 | BUTTERFLY VALVE,LUG,GEAR W/LOCKOUT,DI BODY,ALMN/BRNZ DISC,200 WOG,EPDM LINER,DDE,NSF/ANSI 372 & 61 | 1658.52 | 0 | 0 | 697988759961 | 69798875996
BFV722 | 71 | ML933E D S | ML933E | 6 | BUTTERFLY VALVE,LUG,GEAR W/LOCKOUT,DI BODY,ALMN/BRNZ DISC,200 WOG,EPDM LINER,DDE,NSF/ANSI 372 & 61 | 2184.09 | 0 | 0 | 697988759817 | 69798875981
BFV722 | 71 | ML933E D U | ML933E | 8 | BUTTERFLY VALVE,LUG,GEAR W/LOCKOUT,DI BODY,ALMN/BRNZ DI DISC,200 WOG,EPDM LINER,DOUBLE DEAD END | 2894.88 | 56.774 | 1 | 697988663602 | 69798866360
BFV722 | 71 | ML933E D W | ML933E | 10 | BUTTERFLY VALVE,LUG,GEAR W/LOCKOUT,DI BODY,ALMN/BRNZ DI DISC,200 WOG,EPDM LINER,DOUBLE DEAD END | 3515.19 | 78.554 | 1 | 697988663596 | 69798866359
BFV722 | 71 | ML933E DWJ | ML933E | 12 | BUTTERFLY VALVE,LUG,GEAR W/LCKOUT,DI BODY,ALMN/BRNZ DISC,200 WOG,EPDM LINER,DDE,NSF/ANSI 372 & 61 | 4734.22 | 111.4 | 1 | 697988732261 | 69798873226
BFV722 | 72 | ML933E A14 | ML933E | 14 | BUTTERFLY VALVE,LUG,GEAR W/LOCKOUT,DI BODY,ALMN/BRNZ DI DISC,150 WOG,EPDM LINER | 5925.72 | 176 | 1 | 697988663619 | 69798866361
BFV722 | 72 | ML933E A16 | ML933E | 16 | BUTTERFLY VALVE,LUG,GEAR WITH LOCKOUT,DI BODY,ALMN/BRNZ DISC,200 WOG,EPDM LINER,NSF/ANSI 372 & 61 | 8549.03 | 0 | 1 | 697988741744 | 69798874174
BFV722 | 72 | ML933E A20 | ML933E | 20 | BUTTERFLY VALVE,LUG,GEAR W/LOCKOUT,DI BODY,ALMN/BRNZ DI DISC,150 WOG,EPDM LINER | 13333.63 | 413 | 1 | 697988663626 | 69798866362
BFV722 | 72 | ML933E A24 | ML933E | 24 | BUTTERFLY VALVE,LUG,GEAR W/LOCKOUT,DI BODY,ALMN/BRNZ DISC,200 WOG,EPDM LINER,NSF/ANSI 372 & 61 | 23847.04 | 0 | 1 | 697988740631 | 69798874063
BFV722 | 71 | ML933E-A A S | ML933EA | 6 | BUTTERFLY VALVE,LUG,GEAR OP W/LOCK,DI BODY,ALMN/BRNZ DISC,200 WOG,EPDM LINER,NSF/ANSI 372 & 61,EPOXY | 2619.14 | 34.5 | 0 | 697988730151 | 69798873015
BFV722 | 71 | ML933E-A A U | ML933EA | 8 | BUTTERFLY VALVE,LUG,GEAR OP W/LOCK,DI BODY,ALMN/BRNZ DISC,200 WOG,EPDM LINER,NSF/ANSI 372 & 61,EPOXY | 3377.32 | 58.05 | 0 | 697988730168 | 69798873016
BFV722 | 71 | ML933E-A A W | ML933EA | 10 | BUTTERFLY VALVE,LUG,GEAR OP W/LOCK,DI BODY,ALMN/BRNZ DISC,200 WOG,EPDM LINER,NSF/ANSI 372 & 61,EPOXY | 4101.05 | 78.6 | 0 | 697988730175 | 69798873017
BFV722 | 71 | ML933E-A AWJ | ML933EA | 12 | BUTTERFLY VALVE,LUG,GEAR OP W/LOCK,DI BODY,ALMN/BRNZ DISC,200 WOG,EPDM LINER,NSF/ANSI 372 & 61,EPOXY | 5539.76 | 111.4 | 0 | 697988730182 | 69798873018
BFV722 | 72 | ML933E-A A14 | ML933EA | 14 | BUTTERFLY VALVE,LUG,GEAR W/LOCKOUT,DI BODY,ALMN/BRNZ DI DISC,150 WOG,EPDM LINER,EPOXY COATED | 6902.93 | 0 | 0 | 697988733732 | 69798873373
BFV722 | 72 | ML933E-A A20 | ML933EA | 20 | BUTTERFLY VALVE,LUG,GEAR OP W/LOCK,DI BODY,ALMN/BRNZ DISC,200 WOG,EPDM LINER,NSF/ANSI 372 & 61,EPOXY | 14310.83 | 42.1 | 0 | 697988731332 | 69798873133
BFV722 | 71 | ML934B D S | ML934B | 6 | BUTTERFLY VALVE,LUG,GEAR OPERATOR W/PAD LOCK,DI BODY,SS DISC,200 WOG,BUNA LINER,DOUBLE DEAD END | 2558.86 | 34.9 | 1 | 697988722668 | 69798872266
BFV722 | 71 | ML934B D U | ML934B | 8 | BUTTERFLY VALVE,LUG,GEAR OPERATOR W/PAD LOCK,DI BODY,SS DISC,200 WOG,BUNA LINER,DOUBLE DEAD END | 3605.57 | 59.1 | 1 | 697988722675 | 69798872267
BFV722 | 71 | ML934B D W | ML934B | 10 | BUTTERFLY VALVE,LUG,GEAR OPERATOR W/PAD LOCK,DI BODY,SS DISC,200 WOG,BUNA LINER,DOUBLE DEAD END | 5233.99 | 73.7 | 1 | 697988722682 | 69798872268
BFV722 | 71 | ML934B DWJ | ML934B | 12 | BUTTERFLY VALVE,LUG,GEAR OPERATOR W/LOCKOUT,DI BODY,SS DISC,200 WOG,BUNA LINER,DOUBLE DEAD END | 6746 | 107.3 | 1 | 697988745674 | 69798874567
BFV722 | 72 | ML934B A14 | ML934B | 14 | BUTTERFLY VALVE,LUG,GEAR OPERATOR W/LOCKOUT,DI BODY,SS DISC,150 WOG,BUNA LINER | 6969.37 | 191 | 1 | 697988745650 | 69798874565
BFV722 | 72 | ML934B A20 | ML934B | 20 | BUTTERFLY VALVE,LUG,GEAR OPERATOR W/LOCKOUT,DI BODY,SS DISC,150 WOG,BUNA LINER | 17863.89 | 417 | 1 | 697988745667 | 69798874566
BFV722 | 71 | ML934E D N | ML934E | 4 | BUTTERFLY VALVE,LUG,GEAR OPERATOR W/LOCKOUT,DI BODY,SS DISC,200 WOG,EPDM LINER,DOUBLE DEAD END | 1964.4 | 0 | 0 | 697988746619 | 69798874661
BFV722 | 71 | ML934E D U | ML934E | 8 | BUTTERFLY VALVE,LUG,GEAR W/LOCKOUT,DI BODY,SS DISC,200 WOG,EPDM LINER,DOUBLE DEAD END | 3605.59 | 0 | 1 | 697988745445 | 69798874544
BFV722 | 72 | ML934E A24 | ML934E | 24 | BUTTERFLY VALVE,LUG,GEAR OPERATOR W/LOCKOUT,DI BODY,SS DISC,150 WOG,EPDM LINER | 27288.65 | 650 | 1 | 697988703735 | 69798870373
BFV722 | 71 | ML934V A N | ML934V | 4 | BUTTERFLY VALVE,LUG,GEAR W/LOCKOUT,DI BODY,SS DISC,200 WOG,VITON LINER | 2593.37 | 13 | 1 | 697988710092 | 69798871009
BFV722 | 71 | ML934V A S | ML934V | 6 | BUTTERFLY VALVE,LUG,GEAR W/LOCKOUT,DI BODY,SS DISC,200 WOG,VITON LINER | 3497.97 | 13 | 1 | 697988710108 | 69798871010
BFV722 | 70 | MW122B A J | MW122B | 2 | BUTTERFLY VALVE,WAFER,BARE STEM,CI BODY,NCKL PLTD DI DISC,200 WOG,BUNA LINER | 400.63 | 6.18 | 1 | 697988142756 | 69798814275
BFV722 | 70 | MW122B A K | MW122B | 2 1/2 | BUTTERFLY VALVE,WAFER,BARE STEM,CI BODY,NCKL PLTD DI DISC,200 WOG,BUNA LINER | 400.63 | 7.798 | 1 | 697988142763 | 69798814276
BFV722 | 70 | MW122B A L | MW122B | 3 | BUTTERFLY VALVE,WAFER,BARE STEM,CI BODY,NCKL PLTD DI DISC,200 WOG,BUNA LINER | 435.07 | 7.846 | 1 | 697988142770 | 69798814277
BFV722 | 70 | MW122B A N | MW122B | 4 | BUTTERFLY VALVE,WAFER,BARE STEM,CI BODY,NCKL PLTD DI DISC,200 WOG,BUNA LINER | 534.16 | 10.658 | 1 | 697988142787 | 69798814278
BFV722 | 70 | MW122B A R | MW122B | 5 | BUTTERFLY VALVE,WAFER,BARE STEM,CI BODY,NCKL PLTD DI DISC,200 WOG,BUNA LINER | 745.24 | 15 | 1 | 697988142794 | 69798814279
BFV722 | 70 | MW122B A S | MW122B | 6 | BUTTERFLY VALVE,WAFER,BARE STEM,CI BODY,NCKL PLTD DI DISC,200 WOG,BUNA LINER | 947.74 | 18.074 | 1 | 697988142800 | 69798814280
BFV722 | 70 | MW122B A U | MW122B | 8 | BUTTERFLY VALVE,WAFER,BARE STEM,CI BODY,NCKL PLTD DI DISC,200 WOG,BUNA LINER | 1305.28 | 39.25 | 1 | 697988142817 | 69798814281
BFV722 | 70 | MW122B A W | MW122B | 10 | BUTTERFLY VALVE,WAFER,BARE STEM,CI BODY,NCKL PLTD DI DISC,200 WOG,BUNA LINER | 1882.46 | 46.24 | 1 | 697988142824 | 69798814282
BFV722 | 70 | MW122B AWJ | MW122B | 12 | BUTTERFLY VALVE,WAFER,BARE STEM,CI BODY,NCKL PLTD DI DISC,200 WOG,BUNA LINER | 2541.56 | 73.98 | 1 | 697988142831 | 69798814283
BFV722 | 77 | MW122B A14 | MW122B | 14 | BUTTERFLY VALVE,WAFER,BARE STEM,CI BODY,NCKL PLTD DI DISC,150 WOG,BUNA LINER | 3785.43 | 160 | 1 | 697988142848 | 69798814284
BFV722 | 77 | MW122B A16 | MW122B | 16 | BUTTERFLY VALVE,WAFER,BARE STEM,CI BODY,NCKL PLTD DI DISC,150 WOG,BUNA LINER | 5320.06 | 210 | 1 | 697988142855 | 69798814285
BFV722 | 77 | MW122B A18 | MW122B | 18 | BUTTERFLY VALVE,WAFER,BARE STEM,CI BODY,NCKL PLTD DI DISC,150 WOG,BUNA LINER | 6752.46 | 260 | 1 | 697988142862 | 69798814286
BFV722 | 77 | MW122B A20 | MW122B | 20 | BUTTERFLY VALVE,WAFER,BARE STEM,CI BODY,NCKL PLTD DI DISC,150 WOG,BUNA LINER | 8798.64 | 340 | 1 | 697988142879 | 69798814287
BFV722 | 77 | MW122B A24 | MW122B | 24 | BUTTERFLY VALVE,WAFER,BARE STEM,CI BODY,NCKL PLTD DI DISC,150 WOG,BUNA LINER | 14200.61 | 590 | 1 | 697988324510 | 69798832451
BFV722 | 70 | MW122B-A A S | MW122BA | 6 | BUTTERFLY VALVE,WAFER,BARE STEM,CI BODY,NCKL PLTD DI DISC,200 WOG,BUNA LINER,EPOXY COATED | 1382.8 | 18.07 | 1 | 697988705678 | 69798870567
BFV722 | 70 | MW122E A J | MW122E | 2 | BUTTERFLY VALVE,WAFER,BARE STEM,CI BODY,NCKL PLTD DI DISC,200 WOG,EPDM LINER | 400.63 | 6.3 | 1 | 697988143098 | 69798814309
BFV722 | 70 | MW122E A K | MW122E | 2 1/2 | BUTTERFLY VALVE,WAFER,BARE STEM,CI BODY,NCKL PLTD DI DISC,200 WOG,EPDM LINER | 400.63 | 8.1 | 1 | 697988143104 | 69798814310
BFV722 | 70 | MW122E A L | MW122E | 3 | BUTTERFLY VALVE,WAFER,BARE STEM,CI BODY,NCKL PLTD DI DISC,200 WOG,EPDM LINER | 435.07 | 7.868 | 1 | 697988143111 | 69798814311
BFV722 | 70 | MW122E A N | MW122E | 4 | BUTTERFLY VALVE,WAFER,BARE STEM,CI BODY,NCKL PLTD DI DISC,200 WOG,EPDM LINER | 534.16 | 10.54 | 1 | 697988143128 | 69798814312
BFV722 | 70 | MW122E A R | MW122E | 5 | BUTTERFLY VALVE,WAFER,BARE STEM,CI BODY,NCKL PLTD DI DISC,200 WOG,EPDM LINER | 745.24 | 14.95 | 1 | 697988143135 | 69798814313
BFV722 | 70 | MW122E A S | MW122E | 6 | BUTTERFLY VALVE,WAFER,BARE STEM,CI BODY,NCKL PLTD DI DISC,200 WOG,EPDM LINER | 947.74 | 18.9 | 1 | 697988143142 | 69798814314
BFV722 | 70 | MW122E A U | MW122E | 8 | BUTTERFLY VALVE,WAFER,BARE STEM,CI BODY,NCKL PLTD DI DISC,200 WOG,EPDM LINER | 1305.28 | 30.254 | 1 | 697988143159 | 69798814315
BFV722 | 70 | MW122E A W | MW122E | 10 | BUTTERFLY VALVE,WAFER,BARE STEM,CI BODY,NCKL PLTD DI DISC,200 WOG,EPDM LINER | 1882.46 | 46.48 | 1 | 697988143166 | 69798814316
BFV722 | 70 | MW122E AWJ | MW122E | 12 | BUTTERFLY VALVE,WAFER,BARE STEM,CI BODY,NCKL PLTD DI DISC,200 WOG,EPDM LINER | 2541.56 | 76.45 | 1 | 697988143173 | 69798814317
BFV722 | 77 | MW122E A14 | MW122E | 14 | BUTTERFLY VALVE,WAFER,BARE STEM,CI BODY,NCKL PLTD DI DISC,150 WOG,EPDM LINER | 3785.43 | 160 | 1 | 697988143180 | 69798814318
BFV722 | 77 | MW122E A16 | MW122E | 16 | BUTTERFLY VALVE,WAFER,BARE STEM,CI BODY,NCKL PLTD DI DISC,150 WOG,EPDM LINER | 5320.06 | 210 | 1 | 697988143197 | 69798814319
BFV722 | 77 | MW122E A18 | MW122E | 18 | BUTTERFLY VALVE,WAFER,BARE STEM,CI BODY,NCKL PLTD DI DISC,150 WOG,EPDM LINER | 6752.46 | 300 | 1 | 697988668652 | 69798866865
BFV722 | 77 | MW122E A20 | MW122E | 20 | BUTTERFLY VALVE,WAFER,BARE STEM,CI BODY,NCKL PLTD DI DISC,150 WOG,EPDM LINER | 8798.64 | 340 | 1 | 697988348295 | 69798834829
BFV722 | 77 | MW122E A24 | MW122E | 24 | BUTTERFLY VALVE,WAFER,BARE STEM,CI BODY,NCKL PLTD DI DISC,150 WOG,EPDM LINER | 14200.61 | 590 | 1 | 697988143203 | 69798814320
BFV722 | 70 | MW122E-A A N | MW122EA | 4 | BUTTERFLY VALVE,WAFER,BARE STEM,CI BODY,NCKL PLTD DI DISC,200 WOG,EPDM LINER,EPOXY CTD BODY | 861.47 | 11.6 | 1 | 697988619432 | 69798861943
BFV722 | 70 | MW122H A W | MW122H | 10 | BUTTERFLY VALVE,WAFER,BARE STEM,CI BODY,NCKL PLTD DI DISC,200 WOG,HYPALON LINER | 2485.56 | 46.24 | 1 | 697988637108 | 69798863710
BFV722 | 70 | MW122V A J | MW122V | 2 | BUTTERFLY VALVE,WAFER,BARE STEM,CI BODY,NCKL PLTD DI DISC,200 WOG,VITON LINER | 921.84 | 6.4 | 1 | 697988143425 | 69798814342
BFV722 | 70 | MW122V A K | MW122V | 2 1/2 | BUTTERFLY VALVE,WAFER,BARE STEM,CI BODY,NCKL PLTD DI DISC,200 WOG,VITON LINER | 921.84 | 10.38 | 1 | 697988143432 | 69798814343
BFV722 | 70 | MW122V A L | MW122V | 3 | BUTTERFLY VALVE,WAFER,BARE STEM,CI BODY,NCKL PLTD DI DISC,200 WOG,VITON LINER | 956.26 | 8.38 | 1 | 697988143449 | 69798814344
BFV722 | 70 | MW122V A N | MW122V | 4 | BUTTERFLY VALVE,WAFER,BARE STEM,CI BODY,NCKL PLTD DI DISC,200 WOG,VITON LINER | 1163.11 | 10.556 | 1 | 697988143456 | 69798814345
BFV722 | 70 | MW122V A R | MW122V | 5 | BUTTERFLY VALVE,WAFER,BARE STEM,CI BODY,NCKL PLTD DI DISC,200 WOG,VITON LINER | 1662.82 | 15 | 1 | 697988143463 | 69798814346
BFV722 | 70 | MW122V A S | MW122V | 6 | BUTTERFLY VALVE,WAFER,BARE STEM,CI BODY,NCKL PLTD DI DISC,200 WOG,VITON LINER | 1886.85 | 18.42 | 1 | 697988143470 | 69798814347
BFV722 | 70 | MW122V A U | MW122V | 8 | BUTTERFLY VALVE,WAFER,BARE STEM,CI BODY,NCKL PLTD DI DISC,200 WOG,VITON LINER | 2946.56 | 31.2 | 1 | 697988143487 | 69798814348
BFV722 | 70 | MW122V A W | MW122V | 10 | BUTTERFLY VALVE,WAFER,BARE STEM,CI BODY,NCKL PLTD DI DISC,200 WOG,VITON LINER | 3795.16 | 51.58 | 1 | 697988143494 | 69798814349
BFV722 | 70 | MW122V AWJ | MW122V | 12 | BUTTERFLY VALVE,WAFER,BARE STEM,CI BODY,NCKL PLTD DI DISC,200 WOG,VITON LINER | 4919.52 | 73 | 1 | 697988143500 | 69798814350
BFV722 | 70 | MW123B A J | MW123B | 2 | BUTTERFLY VALVE,WAFER,BARE STEM,CI BODY,ALMN/BRNZ DISC,200 WOG,BUNA LINER | 430.8 | 6.34 | 1 | 697988143654 | 69798814365
BFV722 | 70 | MW123B A K | MW123B | 2 1/2 | BUTTERFLY VALVE,WAFER,BARE STEM,CI BODY,ALMN/BRNZ DISC,200 WOG,BUNA LINER | 430.8 | 8.2 | 1 | 697988143661 | 69798814366
BFV722 | 70 | MW123B A L | MW123B | 3 | BUTTERFLY VALVE,WAFER,BARE STEM,CI BODY,ALMN/BRNZ DISC,200 WOG,BUNA LINER | 478.18 | 8.1 | 1 | 697988143678 | 69798814367
BFV722 | 70 | MW123B A N | MW123B | 4 | BUTTERFLY VALVE,WAFER,BARE STEM,CI BODY,ALMN/BRNZ DISC,200 WOG,BUNA LINER | 607.35 | 11.4 | 1 | 697988143685 | 69798814368
BFV722 | 70 | MW123B A R | MW123B | 5 | BUTTERFLY VALVE,WAFER,BARE STEM,CI BODY,ALMN/BRNZ DISC,200 WOG,BUNA LINER | 870.19 | 14.08 | 1 | 697988143692 | 69798814369
BFV722 | 70 | MW123B A S | MW123B | 6 | BUTTERFLY VALVE,WAFER,BARE STEM,CI BODY,ALMN/BRNZ DISC,200 WOG,BUNA LINER | 1068.36 | 17.744 | 1 | 697988143708 | 69798814370
BFV722 | 70 | MW123B A U | MW123B | 8 | BUTTERFLY VALVE,WAFER,BARE STEM,CI BODY,ALMN/BRNZ DISC,200 WOG,BUNA LINER | 1589.55 | 32.68 | 1 | 697988143715 | 69798814371
BFV722 | 70 | MW123B A W | MW123B | 10 | BUTTERFLY VALVE,WAFER,BARE STEM,CI BODY,ALMN/BRNZ DISC,200 WOG,BUNA LINER | 2149.55 | 50.25 | 1 | 697988143722 | 69798814372
BFV722 | 70 | MW123B AWJ | MW123B | 12 | BUTTERFLY VALVE,WAFER,BARE STEM,CI BODY,ALMN/BRNZ DISC,200 WOG,BUNA LINER | 3450.53 | 75.74 | 1 | 697988143739 | 69798814373
BFV722 | 77 | MW123B A14 | MW123B | 14 | BUTTERFLY VALVE,WAFER,BARE STEM,CI BODY,ALMN/BRNZ DISC,150 WOG,BUNA LINER | 4808.57 | 160 | 1 | 697988143746 | 69798814374
BFV722 | 77 | MW123B A16 | MW123B | 16 | BUTTERFLY VALVE,WAFER,BARE STEM,CI BODY,ALMN/BRNZ DISC,150 WOG,BUNA LINER | 6650.12 | 210 | 1 | 697988143753 | 69798814375
BFV722 | 77 | MW123B A18 | MW123B | 18 | BUTTERFLY VALVE,WAFER,BARE STEM,CI BODY,ALMN/BRNZ DISC,150 WOG,BUNA LINER | 8798.64 | 260 | 1 | 697988143760 | 69798814376
BFV722 | 77 | MW123B A20 | MW123B | 20 | BUTTERFLY VALVE,WAFER,BARE STEM,CI BODY,ALMN/BRNZ DISC,150 WOG,BUNA LINER | 11458.68 | 340 | 1 | 697988143777 | 69798814377
BFV722 | 77 | MW123B A24 | MW123B | 24 | BUTTERFLY VALVE,WAFER,BARE STEM,CI BODY,ALMN/BRNZ DISC,150 WOG,BUNA LINER | 17474.48 | 590 | 1 | 697988143784 | 69798814378
BFV722 | 70 | MW123B-A A S | MW123BA | 6 | BUTTERFLY VALVE,WAFER,BARE STEM,CI BODY,ALMN/BRNZ DISC,200 WOG,BUNA LINER,EPOXY CTD BODY | 1503.4 | 18.58 | 1 | 697988646599 | 69798864659
BFV722 | 70 | MW123BS A J | MW123BS | 2 | BUTTERFLY VALVE,WAFER,BARE STEM,CI BODY,ALMN/BRNZ DISC,200 WOG,BUNA LINER,316 SS STEM | 512.63 | 8.55 | 1 | 697988143807 | 69798814380
BFV722 | 70 | MW123BS A K | MW123BS | 2 1/2 | BUTTERFLY VALVE,WAFER,BARE STEM,CI BODY,ALMN/BRNZ DISC,200 WOG,BUNA LINER,316 SS STEM | 512.63 | 8 | 1 | 697988143814 | 69798814381
BFV722 | 70 | MW123BS A L | MW123BS | 3 | BUTTERFLY VALVE,WAFER,BARE STEM,CI BODY,ALMN/BRNZ DISC,200 WOG,BUNA LINER,316 SS STEM | 568.66 | 9 | 1 | 697988143821 | 69798814382
BFV722 | 70 | MW123BS A N | MW123BS | 4 | BUTTERFLY VALVE,WAFER,BARE STEM,CI BODY,ALMN/BRNZ DISC,200 WOG,BUNA LINER,316 SS STEM | 715.06 | 12 | 1 | 697988143838 | 69798814383
BFV722 | 70 | MW123BS A R | MW123BS | 5 | BUTTERFLY VALVE,WAFER,BARE STEM,CI BODY,ALMN/BRNZ DISC,200 WOG,BUNA LINER,316 SS STEM | 986.48 | 15 | 1 | 697988143845 | 69798814384
BFV722 | 70 | MW123BS A S | MW123BS | 6 | BUTTERFLY VALVE,WAFER,BARE STEM,CI BODY,ALMN/BRNZ DISC,200 WOG,BUNA LINER,316 SS STEM | 1214.85 | 17.62 | 1 | 697988143852 | 69798814385
BFV722 | 70 | MW123BS A U | MW123BS | 8 | BUTTERFLY VALVE,WAFER,BARE STEM,CI BODY,ALMN/BRNZ DISC,200 WOG,BUNA LINER,316 SS STEM | 1796.35 | 33 | 1 | 697988143869 | 69798814386
BFV722 | 70 | MW123BS A W | MW123BS | 10 | BUTTERFLY VALVE,WAFER,BARE STEM,CI BODY,ALMN/BRNZ DISC,200 WOG,BUNA LINER,316 SS STEM | 2545.9 | 52 | 1 | 697988143876 | 69798814387
BFV722 | 70 | MW123BS AWJ | MW123BS | 12 | BUTTERFLY VALVE,WAFER,BARE STEM,CI BODY,ALMN/BRNZ DISC,200 WOG,BUNA LINER,316 SS STEM | 4070.84 | 73 | 1 | 697988143883 | 69798814388
BFV722 | 70 | MW123E A J | MW123E | 2 | BUTTERFLY VALVE,WAFER,BARE STEM,CI BODY,ALMN/BRNZ DISC,200 WOG,EPDM LINER | 430.8 | 6.18 | 1 | 697988143999 | 69798814399
BFV722 | 70 | MW123E A K | MW123E | 2 1/2 | BUTTERFLY VALVE,WAFER,BARE STEM,CI BODY,ALMN/BRNZ DISC,200 WOG,EPDM LINER | 430.8 | 8 | 1 | 697988144002 | 69798814400
BFV722 | 70 | MW123E A L | MW123E | 3 | BUTTERFLY VALVE,WAFER,BARE STEM,CI BODY,ALMN/BRNZ DISC,200 WOG,EPDM LINER | 478.18 | 8.02 | 1 | 697988144019 | 69798814401
BFV722 | 70 | MW123E A N | MW123E | 4 | BUTTERFLY VALVE,WAFER,BARE STEM,CI BODY,ALMN/BRNZ DISC,200 WOG,EPDM LINER | 607.35 | 11.4 | 1 | 697988144026 | 69798814402
BFV722 | 70 | MW123E A R | MW123E | 5 | BUTTERFLY VALVE,WAFER,BARE STEM,CI BODY,ALMN/BRNZ DISC,200 WOG,EPDM LINER | 870.19 | 13.72 | 1 | 697988144033 | 69798814403
BFV722 | 70 | MW123E A S | MW123E | 6 | BUTTERFLY VALVE,WAFER,BARE STEM,CI BODY,ALMN/BRNZ DISC,200 WOG,EPDM LINER | 1068.36 | 16.954 | 1 | 697988144040 | 69798814404
BFV722 | 70 | MW123E A U | MW123E | 8 | BUTTERFLY VALVE,WAFER,BARE STEM,CI BODY,ALMN/BRNZ DISC,200 WOG,EPDM LINER | 1589.55 | 32.7 | 1 | 697988144057 | 69798814405
BFV722 | 70 | MW123E A W | MW123E | 10 | BUTTERFLY VALVE,WAFER,BARE STEM,CI BODY,ALMN/BRNZ DISC,200 WOG,EPDM LINER | 2149.55 | 49.65 | 1 | 697988144064 | 69798814406
BFV722 | 70 | MW123E AWJ | MW123E | 12 | BUTTERFLY VALVE,WAFER,BARE STEM,CI BODY,ALMN/BRNZ DISC,200 WOG,EPDM LINER | 3450.53 | 73.5 | 1 | 697988144071 | 69798814407
BFV722 | 77 | MW123E A14 | MW123E | 14 | BUTTERFLY VALVE,WAFER,BARE STEM,CI BODY,ALMN/BRNZ DISC,150 WOG,EPDM LINER | 4808.57 | 119 | 1 | 697988144088 | 69798814408
BFV722 | 77 | MW123E A16 | MW123E | 16 | BUTTERFLY VALVE,WAFER,BARE STEM,CI BODY,ALMN/BRNZ DISC,150 WOG,EPDM LINER | 6650.12 | 165 | 1 | 697988144095 | 69798814409
BFV722 | 77 | MW123E A18 | MW123E | 18 | BUTTERFLY VALVE,WAFER,BARE STEM,CI BODY,ALMN/BRNZ DISC,150 WOG,EPDM LINER | 8798.64 | 230 | 1 | 697988144101 | 69798814410
BFV722 | 77 | MW123E A20 | MW123E | 20 | BUTTERFLY VALVE,WAFER,BARE STEM,CI BODY,ALMN/BRNZ DISC,150 WOG,EPDM LINER | 11458.68 | 340 | 1 | 697988144118 | 69798814411
BFV722 | 77 | MW123E A24 | MW123E | 24 | BUTTERFLY VALVE,WAFER,BARE STEM,CI BODY,ALMN/BRNZ DISC,150 WOG,EPDM LINER | 17474.48 | 590 | 1 | 697988144125 | 69798814412
BFV722 | 70 | MW123E-A A S | MW123EA | 6 | BUTTERFLY VALVE,WAFER,BARE STEM,CI BODY,ALMN/BRNZ DISC,200 WOG,EPDM LINER,EPOXY CTD BODY | 1503.4 | 18.18 | 1 | 697988383456 | 69798838345
BFV722 | 70 | MW123ES A R | MW123ES | 5 | BUTTERFLY VALVE,WAFER,BARE STEM,CI BODY,ALMN/BRNZ DISC,200 WOG,EPDM LINER,316 SS STEM | 986.48 | 13.426 | 1 | 697988144170 | 69798814417
BFV722 | 70 | MW123ES A S | MW123ES | 6 | BUTTERFLY VALVE,WAFER,BARE STEM,CI BODY,ALMN/BRNZ DISC,200 WOG,EPDM LINER,316 SS STEM | 1214.85 | 17.78 | 1 | 697988144187 | 69798814418
BFV722 | 70 | MW123NB A J | MW123NB | 2 | BUTTERFLY VALVE,WAFER,BARE STEM,CI BODY,ALMN/BRNZ DISC,200 WOG,BLACK NEOPRENE LINER | 624.67 | 7 | 1 | 697988350274 | 69798835027
BFV722 | 70 | MW123V A J | MW123V | 2 | BUTTERFLY VALVE,WAFER,BARE STEM,CI BODY,ALMN/BRNZ DISC,200 WOG,VITON LINER | 951.97 | 7 | 1 | 697988144330 | 69798814433
BFV722 | 70 | MW123V A K | MW123V | 2 1/2 | BUTTERFLY VALVE,WAFER,BARE STEM,CI BODY,ALMN/BRNZ DISC,200 WOG,VITON LINER | 951.97 | 7.604 | 1 | 697988144347 | 69798814434
BFV722 | 70 | MW123V A L | MW123V | 3 | BUTTERFLY VALVE,WAFER,BARE STEM,CI BODY,ALMN/BRNZ DISC,200 WOG,VITON LINER | 999.39 | 8.4 | 1 | 697988144354 | 69798814435
BFV722 | 70 | MW123V A N | MW123V | 4 | BUTTERFLY VALVE,WAFER,BARE STEM,CI BODY,ALMN/BRNZ DISC,200 WOG,VITON LINER | 1236.32 | 10.3 | 1 | 697988144361 | 69798814436
BFV722 | 70 | MW123V A R | MW123V | 5 | BUTTERFLY VALVE,WAFER,BARE STEM,CI BODY,ALMN/BRNZ DISC,200 WOG,VITON LINER | 1787.78 | 15 | 1 | 697988144378 | 69798814437
BFV722 | 70 | MW123V A S | MW123V | 6 | BUTTERFLY VALVE,WAFER,BARE STEM,CI BODY,ALMN/BRNZ DISC,200 WOG,VITON LINER | 2007.43 | 19 | 1 | 697988144385 | 69798814438
BFV722 | 70 | MW123V A U | MW123V | 8 | BUTTERFLY VALVE,WAFER,BARE STEM,CI BODY,ALMN/BRNZ DISC,200 WOG,VITON LINER | 3230.87 | 33 | 1 | 697988144392 | 69798814439
BFV722 | 70 | MW123V A W | MW123V | 10 | BUTTERFLY VALVE,WAFER,BARE STEM,CI BODY,ALMN/BRNZ DISC,200 WOG,VITON LINER | 4062.22 | 52 | 1 | 697988144408 | 69798814440
BFV722 | 70 | MW123V AWJ | MW123V | 12 | BUTTERFLY VALVE,WAFER,BARE STEM,CI BODY,ALMN/BRNZ DISC,200 WOG,VITON LINER | 5828.47 | 73 | 1 | 697988144415 | 69798814441
BFV722 | 70 | MW123VS A L | MW123VS | 3 | BUTTERFLY VALVE,WAFER,BARE STEM,CI BODY,ALMN/BRNZ DISC,200 WOG,VITON LINER,316 SS STEM | 1089.87 | 8.02 | 1 | 697988511668 | 69798851166
BFV722 | 70 | MW124B A J | MW124B | 2 | BUTTERFLY VALVE,WAFER,BARE STEM,CI BODY,SS DISC,200 WOG,BUNA LINER | 585.85 | 6.4 | 1 | 697988144521 | 69798814452
BFV722 | 70 | MW124B A K | MW124B | 2 1/2 | BUTTERFLY VALVE,WAFER,BARE STEM,CI BODY,SS DISC,200 WOG,BUNA LINER | 585.85 | 8 | 1 | 697988144538 | 69798814453
BFV722 | 70 | MW124B A L | MW124B | 3 | BUTTERFLY VALVE,WAFER,BARE STEM,CI BODY,SS DISC,200 WOG,BUNA LINER | 732.32 | 7.974 | 1 | 697988144545 | 69798814454
BFV722 | 70 | MW124B A N | MW124B | 4 | BUTTERFLY VALVE,WAFER,BARE STEM,CI BODY,SS DISC,200 WOG,BUNA LINER | 904.67 | 10.762 | 1 | 697988144552 | 69798814455
BFV722 | 70 | MW124B A R | MW124B | 5 | BUTTERFLY VALVE,WAFER,BARE STEM,CI BODY,SS DISC,200 WOG,BUNA LINER | 1236.3 | 13.3 | 1 | 697988144569 | 69798814456
BFV722 | 70 | MW124B A S | MW124B | 6 | BUTTERFLY VALVE,WAFER,BARE STEM,CI BODY,SS DISC,200 WOG,BUNA LINER | 1421.56 | 18.95 | 1 | 697988144576 | 69798814457
BFV722 | 70 | MW124B A U | MW124B | 8 | BUTTERFLY VALVE,WAFER,BARE STEM,CI BODY,SS DISC,200 WOG,BUNA LINER | 2330.51 | 31.67 | 1 | 697988144583 | 69798814458
BFV722 | 70 | MW124B A W | MW124B | 10 | BUTTERFLY VALVE,WAFER,BARE STEM,CI BODY,SS DISC,200 WOG,BUNA LINER | 3859.76 | 41.67 | 1 | 697988144590 | 69798814459
BFV722 | 70 | MW124B AWJ | MW124B | 12 | BUTTERFLY VALVE,WAFER,BARE STEM,CI BODY,SS DISC,200 WOG,BUNA LINER | 5302.86 | 81 | 1 | 697988144606 | 69798814460
BFV722 | 77 | MW124B A14 | MW124B | 14 | BUTTERFLY VALVE,WAFER,BARE STEM,CI BODY,SS DISC,150 WOG,BUNA LINER | 6138.63 | 160 | 1 | 697988144613 | 69798814461
BFV722 | 77 | MW124B A16 | MW124B | 16 | BUTTERFLY VALVE,WAFER,BARE STEM,CI BODY,SS DISC,150 WOG,BUNA LINER | 8798.64 | 168 | 1 | 697988144620 | 69798814462
BFV722 | 77 | MW124B A18 | MW124B | 18 | BUTTERFLY VALVE,WAFER,BARE STEM,CI BODY,SS DISC,150 WOG,BUNA LINER | 11663.31 | 260 | 1 | 697988144637 | 69798814463
BFV722 | 77 | MW124B A20 | MW124B | 20 | BUTTERFLY VALVE,WAFER,BARE STEM,CI BODY,SS DISC,150 WOG,BUNA LINER | 16860.65 | 340 | 1 | 697988144644 | 69798814464
BFV722 | 70 | MW124B-A A N | MW124BA | 4 | BUTTERFLY VALVE,WAFER,BARE STEM,CI BODY,SS DISC,200 WOG,BUNA LINER,EPOXY CTD BODY | 1232.03 | 12 | 1 | 697988612792 | 69798861279
BFV722 | 70 | MW124B-A A S | MW124BA | 6 | BUTTERFLY VALVE,WAFER,BARE STEM,CI BODY,SS DISC,200 WOG,BUNA LINER,EPOXY CTD BODY | 1856.62 | 18.95 | 1 | 697988669512 | 69798866951
BFV722 | 70 | MW124E A J | MW124E | 2 | BUTTERFLY VALVE,WAFER,BARE STEM,CI BODY,SS DISC,200 WOG,EPDM LINER | 585.85 | 5.86 | 1 | 697988144743 | 69798814474
BFV722 | 70 | MW124E A K | MW124E | 2 1/2 | BUTTERFLY VALVE,WAFER,BARE STEM,CI BODY,SS DISC,200 WOG,EPDM LINER | 585.85 | 7.604 | 1 | 697988144750 | 69798814475
BFV722 | 70 | MW124E A L | MW124E | 3 | BUTTERFLY VALVE,WAFER,BARE STEM,CI BODY,SS DISC,200 WOG,EPDM LINER | 732.32 | 8.3 | 1 | 697988144767 | 69798814476
BFV722 | 70 | MW124E A N | MW124E | 4 | BUTTERFLY VALVE,WAFER,BARE STEM,CI BODY,SS DISC,200 WOG,EPDM LINER | 904.67 | 10.96 | 1 | 697988144774 | 69798814477
BFV722 | 70 | MW124E A R | MW124E | 5 | BUTTERFLY VALVE,WAFER,BARE STEM,CI BODY,SS DISC,200 WOG,EPDM LINER | 1236.3 | 13.42 | 1 | 697988144781 | 69798814478
BFV722 | 70 | MW124E A S | MW124E | 6 | BUTTERFLY VALVE,WAFER,BARE STEM,CI BODY,SS DISC,200 WOG,EPDM LINER | 1421.56 | 18.09 | 1 | 697988144798 | 69798814479
BFV722 | 70 | MW124E A U | MW124E | 8 | BUTTERFLY VALVE,WAFER,BARE STEM,CI BODY,SS DISC,200 WOG,EPDM LINER | 2330.51 | 30.2 | 1 | 697988144804 | 69798814480
BFV722 | 70 | MW124E A W | MW124E | 10 | BUTTERFLY VALVE,WAFER,BARE STEM,CI BODY,SS DISC,200 WOG,EPDM LINER | 3859.76 | 49.78 | 1 | 697988144811 | 69798814481
BFV722 | 70 | MW124E AWJ | MW124E | 12 | BUTTERFLY VALVE,WAFER,BARE STEM,CI BODY,SS DISC,200 WOG,EPDM LINER | 5302.86 | 73 | 1 | 697988144828 | 69798814482
BFV722 | 77 | MW124E A14 | MW124E | 14 | BUTTERFLY VALVE,WAFER,BARE STEM,CI BODY,SS DISC,150 WOG,EPDM LINER | 6138.63 | 119 | 1 | 697988324480 | 69798832448
BFV722 | 77 | MW124E A16 | MW124E | 16 | BUTTERFLY VALVE,WAFER,BARE STEM,CI BODY,SS DISC,150 WOG,EPDM LINER | 8798.64 | 210 | 1 | 697988144835 | 69798814483
BFV722 | 77 | MW124E A18 | MW124B | 18 | BUTTERFLY VALVE,WAFER,BARE STEM,CI BODY,SS DISC,150 WOG,EPDM LINER | 11663.31 | 260 | 1 | 697988703360 | 69798870336
BFV722 | 77 | MW124E A20 | MW124E | 20 | BUTTERFLY VALVE,WAFER,BARE STEM,CI BODY,SS DISC,150 WOG,EPDM LINER | 16860.65 | 340 | 1 | 697988603219 | 69798860321
BFV722 | 77 | MW124E A24 | MW124E | 24 | BUTTERFLY VALVE,WAFER,BARE STEM,CI BODY,SS DISC,150 WOG,EPDM LINER | 23899.53 | 590 | 1 | 697988490598 | 69798849059
BFV722 | 70 | MW124E-A A J | MW124EA | 2 | BUTTERFLY VALVE,WAFER,BARE STEM,CI BODY,SS DISC,200 WOG,EPDM LINER,EPOXY CTD BODY | 831.43 | 7 | 1 | 697988598447 | 69798859844
BFV722 | 70 | MW124E-A A K | MW124EA | 2 1/2 | BUTTERFLY VALVE,WAFER,BARE STEM,CI BODY,SS DISC,200 WOG,EPDM LINER,EPOXY CTD BODY | 831.43 | 8 | 1 | 697988598454 | 69798859845
BFV722 | 70 | MW124E-A A L | MW124EA | 3 | BUTTERFLY VALVE,WAFER,BARE STEM,CI BODY,SS DISC,200 WOG,EPDM LINER,EPOXY CTD BODY | 1038.18 | 8.3 | 1 | 697988634268 | 69798863426
BFV722 | 70 | MW124E-A A S | MW124EA | 6 | BUTTERFLY VALVE,WAFER,BARE STEM,CI BODY,SS DISC,200 WOG,EPDM LINER,EPOXY CTD BODY | 1856.62 | 19 | 1 | 697988383654 | 69798838365
BFV722 | 70 | MW124T A J | MW124T | 2 | BUTTERFLY VALVE,WAFER,BARE STEM,CI BODY,SS DISC,200 WOG,TEFLON LINER | 2011.77 | 7 | 1 | 697988145054 | 69798814505
BFV722 | 70 | MW124T A L | MW124T | 3 | BUTTERFLY VALVE,WAFER,BARE STEM,CI BODY,SS DISC,200 WOG,TEFLON LINER | 2416.65 | 9 | 1 | 697988145078 | 69798814507
BFV722 | 70 | MW124T A N | MW124T | 4 | BUTTERFLY VALVE,WAFER,BARE STEM,CI BODY,SS DISC,200 WOG,TEFLON LINER | 2851.79 | 12 | 1 | 697988145085 | 69798814508
BFV722 | 70 | MW124T A S | MW124T | 6 | BUTTERFLY VALVE,WAFER,BARE STEM,CI BODY,SS DISC,200 WOG,TEFLON LINER | 4010.52 | 19.1 | 1 | 697988145092 | 69798814509
BFV722 | 70 | MW124V A J | MW124V | 2 | BUTTERFLY VALVE,WAFER,BARE STEM,CI BODY,SS DISC,200 WOG,VITON LINER | 1107.05 | 6.4 | 1 | 697988145214 | 69798814521
BFV722 | 70 | MW124V A K | MW124V | 2 1/2 | BUTTERFLY VALVE,WAFER,BARE STEM,CI BODY,SS DISC,200 WOG,VITON LINER | 1107.05 | 8 | 1 | 697988145221 | 69798814522
BFV722 | 70 | MW124V A L | MW124V | 3 | BUTTERFLY VALVE,WAFER,BARE STEM,CI BODY,SS DISC,200 WOG,VITON LINER | 1253.51 | 7.91 | 1 | 697988145238 | 69798814523
BFV722 | 70 | MW124V A N | MW124V | 4 | BUTTERFLY VALVE,WAFER,BARE STEM,CI BODY,SS DISC,200 WOG,VITON LINER | 1533.62 | 11.02 | 1 | 697988145245 | 69798814524
BFV722 | 70 | MW124V A R | MW124V | 5 | BUTTERFLY VALVE,WAFER,BARE STEM,CI BODY,SS DISC,200 WOG,VITON LINER | 2153.9 | 15.18 | 1 | 697988145252 | 69798814525
BFV722 | 70 | MW124V A S | MW124V | 6 | BUTTERFLY VALVE,WAFER,BARE STEM,CI BODY,SS DISC,200 WOG,VITON LINER | 2360.65 | 19.02 | 1 | 697988145269 | 69798814526
BFV722 | 70 | MW124V A U | MW124V | 8 | BUTTERFLY VALVE,WAFER,BARE STEM,CI BODY,SS DISC,200 WOG,VITON LINER | 3971.83 | 30.584 | 1 | 697988145276 | 69798814527
BFV722 | 70 | MW124V A W | MW124V | 10 | BUTTERFLY VALVE,WAFER,BARE STEM,CI BODY,SS DISC,200 WOG,VITON LINER | 5772.45 | 52 | 1 | 697988145283 | 69798814528
BFV722 | 70 | MW124V AWJ | MW124V | 12 | BUTTERFLY VALVE,WAFER,BARE STEM,CI BODY,SS DISC,200 WOG,VITON LINER | 7680.79 | 73 | 1 | 697988145290 | 69798814529
BFV722 | 77 | MW124V A14 | MW124V | 14 | BUTTERFLY VALVE,WAFER,BARE STEM,CI BODY,SS DISC,150 WOG,VITON LINER | 9821.81 | 160 | 1 | 697988373167 | 69798837316
BFV722 | 77 | MW124V A16 | MW124V | 16 | BUTTERFLY VALVE,WAFER,BARE STEM,CI BODY,SS DISC,150 WOG,VITON LINER | 14114.69 | 210 | 1 | 697988571112 | 69798857111
BFV722 | 70 | MW127B A U | MW127B | 8 | BUTTERFLY VALVE,WAFER,BARE STEM,CI BODY,NYLON CTD DI DISC,200 WOG,BUNA LINER | 1512.06 | 38.76 | 1 | 697988145368 | 69798814536
BFV722 | 70 | MW127B A W | MW127B | 10 | BUTTERFLY VALVE,WAFER,BARE STEM,CI BODY,NYLON CTD DI DISC,200 WOG,BUNA LINER | 2158.19 | 65.85 | 1 | 697988145375 | 69798814537
BFV722 | 70 | MW127B AWJ | MW127B | 12 | BUTTERFLY VALVE,WAFER,BARE STEM,CI BODY,NYLON CTD DI DISC,200 WOG,BUNA LINER | 2907.7 | 105 | 1 | 697988145382 | 69798814538
BFV722 | 70 | MW127E A J | MW127E | 2 | BUTTERFLY VALVE,WAFER,BARE STEM,CI BODY,NYLON CTD DI DISC,200 WOG,EPDM LINER | 469.56 | 7.35 | 1 | 697988145399 | 69798814539
BFV722 | 70 | MW127E A K | MW127E | 2 1/2 | BUTTERFLY VALVE,WAFER,BARE STEM,CI BODY,NYLON CTD DI DISC,200 WOG,EPDM LINER | 469.56 | 8.74 | 1 | 697988145405 | 69798814540
BFV722 | 70 | MW127E A L | MW127E | 3 | BUTTERFLY VALVE,WAFER,BARE STEM,CI BODY,NYLON CTD DI DISC,200 WOG,EPDM LINER | 521.21 | 9 | 1 | 697988145412 | 69798814541
BFV722 | 70 | MW127E A N | MW127E | 4 | BUTTERFLY VALVE,WAFER,BARE STEM,CI BODY,NYLON CTD DI DISC,200 WOG,EPDM LINER | 633.26 | 20 | 1 | 697988145429 | 69798814542
BFV722 | 70 | MW127E A R | MW127E | 5 | BUTTERFLY VALVE,WAFER,BARE STEM,CI BODY,NYLON CTD DI DISC,200 WOG,EPDM LINER | 883.1 | 22.8 | 1 | 697988145436 | 69798814543
BFV722 | 70 | MW127E A S | MW127E | 6 | BUTTERFLY VALVE,WAFER,BARE STEM,CI BODY,NYLON CTD DI DISC,200 WOG,EPDM LINER | 1107.13 | 28 | 1 | 697988145443 | 69798814544
BFV722 | 70 | MW127E A U | MW127E | 8 | BUTTERFLY VALVE,WAFER,BARE STEM,CI BODY,NYLON CTD DI DISC,200 WOG,EPDM LINER | 1512.06 | 38.76 | 1 | 697988145450 | 69798814545
BFV722 | 70 | MW127E A W | MW127E | 10 | BUTTERFLY VALVE,WAFER,BARE STEM,CI BODY,NYLON CTD DI DISC,200 WOG,EPDM LINER | 2158.19 | 65.85 | 1 | 697988145467 | 69798814546
BFV722 | 70 | MW127V-A A J | MW127VA | 2 | BUTTERFLY VALVE,WAFER,BARE STEM,CI BODY,NYLON CTD DI DISC,200 WOG,VITON LINER,EPOXY CTD BODY | 1236.32 | 7 | 1 | 697988572386 | 69798857238
BFV722 | 70 | MW128E AWJ | MW128E | 12 | BUTTERFLY VALVE,WAFER,BARE STEM,CI BODY,EPOXY CTD DI DISC,200 WOG,EPDM LINER | 2864.66 | 74.74 | 1 | 697988499300 | 69798849930
BFV722 | 70 | MW128V AWJ | MW128V | 12 | BUTTERFLY VALVE,WAFER,BARE STEM,CI BODY,EPOXY CTD DI DISC,200 WOG,VITON LINER | 5242.59 | 73 | 1 | 697988544161 | 69798854416
BFV722 | 71 | MW132B A N | MW132B | 4 | BUTTERFLY VALVE,WAFER,BARE STEM,DI BODY,NCKL PLTD DI DISC,200 WOG,BUNA LINER | 680.61 | 12 | 1 | 697988145504 | 69798814550
BFV722 | 71 | MW132B A S | MW132B | 6 | BUTTERFLY VALVE,WAFER,BARE STEM,DI BODY,NCKL PLTD DI DISC,200 WOG,BUNA LINER | 1150.17 | 18.98 | 1 | 697988512535 | 69798851253
BFV722 | 71 | MW132B A U | MW132B | 8 | BUTTERFLY VALVE,WAFER,BARE STEM,DI BODY,NICKEL PLATED DI DISC,200 WOG,BUNA LINER | 1542.19 | 33 | 1 | 697988705821 | 69798870582
BFV722 | 71 | MW132E A N | MW132E | 4 | BUTTERFLY VALVE,WAFER,BARE STEM,DI BODY,NCKL PLTD DI DISC,200 WOG,EPDM LINER | 680.61 | 12 | 1 | 697988145528 | 69798814552
BFV722 | 71 | MW132E A S | MW132E | 6 | BUTTERFLY VALVE,WAFER,BARE STEM,DI BODY,NCKL PLTD DI DISC,200 WOG,EPDM LINER | 1150.17 | 18.98 | 1 | 697988489103 | 69798848910
BFV722 | 71 | MW132E A U | MW132E | 8 | BUTTERFLY VALVE,WAFER,BARE STEM,DI BODY,NICKEL PLATED DI DISC,200 WOG,EPDM LINER | 1542.19 | 33 | 1 | 697988702936 | 69798870293
BFV722 | 71 | MW132E A W | MW132E | 10 | BUTTERFLY VALVE,WAFER,BARE STEM,DI BODY,NCKL PLTD DI DISC,200 WOG,EPDM LINER | 2188.37 | 52 | 1 | 697988497474 | 69798849747
BFV722 | 71 | MW132V A S | MW132V | 6 | BUTTERFLY VALVE,WAFER,BARE STEM,DI BODY,NCKL PLTD DI DISC,200 WOG,VITON LINER | 2089.26 | 19 | 1 | 697988586062 | 69798858606
BFV722 | 71 | MW133B A L | MW133B | 3 | BUTTERFLY VALVE,WAFER,BARE STEM,DI BODY,ALMN/BRNZ DISC,200 WOG,BUNA LINER | 585.85 | 0 | 0 | 697988744103 | 69798874410
BFV722 | 71 | MW133B A N | MW133B | 4 | BUTTERFLY VALVE,WAFER,BARE STEM,DI BODY,ALMN/BRNZ DISC,200 WOG,BUNA LINER | 758.2 | 12 | 1 | 697988145542 | 69798814554
BFV722 | 71 | MW133B A U | MW133B | 8 | BUTTERFLY VALVE,WAFER,BARE STEM,DI BODY,ALMN/BRNZ DISC,200 WOG,BUNA LINER | 1843.67 | 31.08 | 1 | 697988665378 | 69798866537
BFV722 | 71 | MW133B A W | MW133B | 10 | BUTTERFLY VALVE,WAFER,BARE STEM,DI BODY,ALMN/BRNZ DISC,200 WOG,BUNA LINER | 2472.65 | 52 | 1 | 697988665385 | 69798866538
BFV722 | 71 | MW133B AWJ | MW133B | 12 | BUTTERFLY VALVE,WAFER,BARE STEM,DI BODY,ALMN/BRNZ DISC,200 WOG,BUNA LINER | 3687.46 | 75.74 | 1 | 697988745643 | 69798874564
BFV722 | 71 | MW133BS A R | MW133BS | 5 | BUTTERFLY VALVE,WAFER,BARE STEM,DI BODY,ALMN/BRNZ DISC,200 WOG,BUNA LINER,316 SS STEM | 1240.6 | 13.44 | 1 | 697988646117 | 69798864611
BFV722 | 71 | MW133BS A S | MW133BS | 6 | BUTTERFLY VALVE,WAFER,BARE STEM,DI BODY,ALMN/BRNZ DISC,200 WOG,BUNA LINER,316 SS STEM | 1430.18 | 18.074 | 1 | 697988646247 | 69798864624
BFV722 | 71 | MW133BS AWJ | MW133BS | 12 | BUTTERFLY VALVE,WAFER,BARE STEM,DI BODY,ALMN/BRNZ DISC,200 WOG,BUNA LINER,316 SS STEM | 4307.77 | 73.5 | 1 | 697988702783 | 69798870278
BFV722 | 71 | MW133E A K | MW133E | 2 1/2 | BUTTERFLY VALVE,WAFER,BARE STEM,DI BODY,ALMN/BRNZ DISC,200 WOG,EPDM LINER | 525.55 | 8 | 1 | 697988145597 | 69798814559
BFV722 | 71 | MW133E A L | MW133E | 3 | BUTTERFLY VALVE,WAFER,BARE STEM,DI BODY,ALMN/BRNZ DISC,200 WOG,EPDM LINER | 585.85 | 8 | 1 | 697988145603 | 69798814560
BFV722 | 71 | MW133E A N | MW133E | 4 | BUTTERFLY VALVE,WAFER,BARE STEM,DI BODY,ALMN/BRNZ DISC,200 WOG,EPDM LINER | 758.2 | 12 | 1 | 697988145610 | 69798814561
BFV722 | 71 | MW133E A S | MW133E | 6 | BUTTERFLY VALVE,WAFER,BARE STEM,DI BODY,ALMN/BRNZ DISC,200 WOG,EPDM LINER | 1283.68 | 19 | 1 | 697988145627 | 69798814562
BFV722 | 71 | MW133E A U | MW133E | 8 | BUTTERFLY VALVE,WAFER,BARE STEM,DI BODY,ALMN/BRNZ DISC,200 WOG,EPDM LINER | 1843.67 | 33 | 1 | 697988604834 | 69798860483
BFV722 | 71 | MW133ES A R | MW133ES | 5 | BUTTERFLY VALVE,WAFER,BARE STEM,DI BODY,ALMN/BRNZ DISC,200 WOG,EPDM LINER,316 SS STEM | 1240.57 | 0 | 1 | 697988717046 | 69798871704
BFV722 | 71 | MW133ES-A A L | MW133ESA | 3 | BUTTERFLY VALVE,WAFER,BARE STEM,DI BODY,SS,200 WOG,EPDM LINER,EPOXY COATED | 982.17 | 8 | 0 | 697988727694 | 69798872769
BFV722 | 71 | MW133NW A W | MW133NW | 10 | BUTTERFLY VALVE,WAFER,BARE STEM,DI BODY,ALMN/BRNZ DISC,200 WOG,WHITE NEOPRENE LINER | 3148.98 | 52 | 1 | 697988732711 | 69798873271
BFV722 | 71 | MW133V A J | MW133V | 2 | BUTTERFLY VALVE,WAFER,BARE STEM,DI BODY,ALMN/BRNZ DISC,200 WOG,VITON LINER | 1046.77 | 6.2 | 1 | 697988664944 | 69798866494
BFV722 | 71 | MW133V A K | MW133V | 2 1/2 | BUTTERFLY VALVE,WAFER,BARE STEM,DI BODY,ALMN/BRNZ DISC,200 WOG,VITON LINER | 1046.77 | 8 | 1 | 697988665453 | 69798866545
BFV722 | 71 | MW133V A L | MW133V | 3 | BUTTERFLY VALVE,WAFER,BARE STEM,DI BODY,ALMN/BRNZ DISC,200 WOG,VITON LINER | 1107.05 | 8.3 | 1 | 697988527713 | 69798852771
BFV722 | 71 | MW133V A N | MW133V | 4 | BUTTERFLY VALVE,WAFER,BARE STEM,DI BODY,ALMN/BRNZ DISC,200 WOG,VITON LINER | 1387.15 | 11.66 | 1 | 697988527720 | 69798852772
BFV722 | 71 | MW133V A R | MW133V | 5 | BUTTERFLY VALVE,WAFER,BARE STEM,DI BODY,ALMN/BRNZ DISC,200 WOG,VITON LINER | 2041.9 | 20 | 1 | 697988664432 | 69798866443
BFV722 | 71 | MW133V A S | MW133V | 6 | BUTTERFLY VALVE,WAFER,BARE STEM,DI BODY,ALMN/BRNZ DISC,200 WOG,VITON LINER | 2222.8 | 24.4 | 1 | 697988664449 | 69798866444
BFV722 | 71 | MW133V A U | MW133V | 8 | BUTTERFLY VALVE,WAFER,BARE STEM,DI BODY,ALMN/BRNZ DISC,200 WOG,VITON LINER | 3484.99 | 33 | 1 | 697988664951 | 69798866495
BFV722 | 71 | MW134B A L | MW134B | 3 | BUTTERFLY VALVE,WAFER,BARE STEM,DI BODY,316 SS DISC,200 WOG,BUNA LINER | 848.68 | 19 | 1 | 697988708426 | 69798870842
BFV722 | 71 | MW134B A N | MW134B | 4 | BUTTERFLY VALVE,WAFER,BARE STEM,DI BODY,316 SS DISC,200 WOG,BUNA LINER | 1064.01 | 10.632 | 1 | 697988649408 | 69798864940
BFV722 | 71 | MW134B A S | MW134B | 6 | BUTTERFLY VALVE,WAFER,BARE STEM,DI BODY,316 SS DISC,200 WOG,BUNA LINER | 1654.21 | 19 | 1 | 697988396531 | 69798839653
BFV722 | 71 | MW134B A W | MW134B | 10 | BUTTERFLY VALVE,WAFER,BARE STEM,DI BODY,316 SS DISC,200 WOG,BUNA LINER | 4191.51 | 52 | 1 | 697988326637 | 69798832663
BFV722 | 71 | MW134E A L | MW134E | 3 | BUTTERFLY VALVE,WAFER,BARE STEM,DI BODY,316 SS DISC,200 WOG,EPDM LINER | 848.68 | 9 | 1 | 697988145634 | 69798814563
BFV722 | 71 | MW134E A S | MW134E | 6 | BUTTERFLY VALVE,WAFER,BARE STEM,DI BODY,316 SS DISC,200 WOG,EPDM LINER | 1654.21 | 19 | 1 | 697988374102 | 69798837410
BFV722 | 71 | MW134E A U | MW134E | 8 | BUTTERFLY VALVE,WAFER,BARE STEM,DI BODY,316 SS DISC,200 WOG,EPDM LINER | 2563.16 | 33 | 1 | 697988493056 | 69798849305
BFV722 | 71 | MW134E-A A K | MW134EA | 2 1/2 | BUTTERFLY VALVE,WAFER,BARE STEM,DI BODY,316 SS DISC,200 WOG,EPDM LINER,EPOXY CTD BODY | 930.5 | 8 | 1 | 697988593947 | 69798859394
BFV722 | 71 | MW134E-A A L | MW134EA | 3 | BUTTERFLY VALVE,WAFER,BARE STEM,DI BODY,316 SS DISC,200 WOG,EPDM LINER,EPOXY CTD BODY | 1154.55 | 9 | 1 | 697988593954 | 69798859395
BFV722 | 71 | MW134E-A A N | MW134EA | 4 | BUTTERFLY VALVE,WAFER,BARE STEM,DI BODY,316 SS DISC,200 WOG,EPDM LINER,EPOXY CTD BODY | 1391.34 | 12 | 1 | 697988593961 | 69798859396
BFV722 | 71 | MW134E-A A S | MW134EA | 6 | BUTTERFLY VALVE,WAFER,BARE STEM,DI BODY,316 SS DISC,200 WOG,EPDM LINER,EPOXY CTD BODY | 2089.28 | 19 | 1 | 697988593978 | 69798859397
BFV722 | 71 | MW134T A N | MW134T | 4 | BUTTERFLY VALVE,WAFER,BARE STEM,DI BODY,316 SS DISC,200 WOG,TEFLON LINER | 3011.11 | 12 | 1 | 697988399396 | 69798839939
BFV722 | 71 | MW134T A S | MW134T | 6 | BUTTERFLY VALVE,WAFER,BARE STEM,DI BODY,316 SS DISC,200 WOG,TEFLON LINER | 4243.16 | 19 | 1 | 697988399402 | 69798839940
BFV722 | 71 | MW134V A L | MW134V | 3 | BUTTERFLY VALVE,WAFER,BARE STEM,DI BODY,316 SS DISC,200 WOG,VITON LINER | 1378.47 | 8.65 | 1 | 697988497542 | 69798849754
BFV722 | 71 | MW139BSA A L | MW139BSA | 3 | BUTTERFLY VALVE,WAFER,BARE,DI BODY,NYLN CTD ALMN/BRNZ DISC,200 WOG,BUNA LNR,316 SS STEM,EPXY CTD BDY | 1068.36 | 9 | 1 | 697988592339 | 69798859233
BFV722 | 71 | MW139BSA A N | MW139BSA | 4 | BUTTERFLY VALVE,WAFER,BARE,DI BODY,NYLN CTD ALMN/BRNZ DISC,200 WOG,BUNA LNR,316 SS STEM,EPXY CTD BDY | 1292.37 | 15 | 1 | 697988592322 | 69798859232
BFV722 | 71 | MW139BSA A S | MW139BSA | 6 | BUTTERFLY VALVE,WAFER,BARE,DI BODY,NYLN CTD ALMN/BRNZ DISC,200 WOG,BUNA LNR,316 SS STEM,EPXY CTD BDY | 2024.63 | 21.8 | 1 | 697988592346 | 69798859234
BFV722 | 70 | MW222B A J | MW222B | 2 | BUTTERFLY VALVE,WAFER,LEVER HNDL,CI BODY,NCKL PLTD DI DISC,200 WOG,BUNA LINER | 478.18 | 8.172 | 1 | 697988145641 | 69798814564
BFV722 | 70 | MW222B A K | MW222B | 2 1/2 | BUTTERFLY VALVE,WAFER,LEVER HNDL,CI BODY,NCKL PLTD DI DISC,200 WOG,BUNA LINER | 478.18 | 10.06 | 1 | 697988145658 | 69798814565
BFV722 | 70 | MW222B A L | MW222B | 3 | BUTTERFLY VALVE,WAFER,LEVER HNDL,CI BODY,NCKL PLTD DI DISC,200 WOG,BUNA LINER | 512.57 | 10.346 | 1 | 697988145665 | 69798814566
BFV722 | 70 | MW222B A N | MW222B | 4 | BUTTERFLY VALVE,WAFER,LEVER HNDL,CI BODY,NCKL PLTD DI DISC,200 WOG,BUNA LINER | 650.49 | 13.244 | 1 | 697988145672 | 69798814567
BFV722 | 70 | MW222B A R | MW222B | 5 | BUTTERFLY VALVE,WAFER,LEVER HNDL,CI BODY,NCKL PLTD DI DISC,200 WOG,BUNA LINER | 861.54 | 17.18 | 1 | 697988145689 | 69798814568
BFV722 | 70 | MW222B A S | MW222B | 6 | BUTTERFLY VALVE,WAFER,LEVER HNDL,CI BODY,NCKL PLTD DI DISC,200 WOG,BUNA LINER | 1068.36 | 20.76 | 1 | 697988145696 | 69798814569
BFV722 | 70 | MW222B A U | MW222B | 8 | BUTTERFLY VALVE,WAFER,LEVER HNDL,CI BODY,NCKL PLTD DI DISC,200 WOG,BUNA LINER | 1456.02 | 36.98 | 1 | 697988145702 | 69798814570
BFV722 | 70 | MW222B A W | MW222B | 10 | BUTTERFLY VALVE,WAFER,LEVER HNDL,CI BODY,NCKL PLTD DI DISC,200 WOG,BUNA LINER | 2041.87 | 51.23 | 1 | 697988145719 | 69798814571
BFV722 | 70 | MW222B AWJ | MW222B | 12 | BUTTERFLY VALVE,WAFER,LEVER HNDL,CI BODY,NCKL PLTD DI DISC,200 WOG,BUNA LINER | 2700.91 | 74 | 1 | 697988145726 | 69798814572
BFV722 | 70 | MW222B-A A N | MW222BA | 4 | BUTTERFLY VALVE,WAFER,LEVER HNDL,CI BODY,NCKL PLTD DI DISC,200 WOG,BUNA LINER,EPOXY CTD BODY | 977.86 | 13.244 | 1 | 697988145733 | 69798814573
BFV722 | 70 | MW222B-DA A N | MW222BDA | 4 | BUTTERFLY VALVE,WAFER,LEVER HNDL,CI BODY,NCKL PLTD DI DISC,200 WOG,BUNA LINER,ASSEMBLED DRY | 650.49 | 13.2 | 1 | 697988698062 | 69798869806
BFV722 | 70 | MW222B-DA A S | MW222BDA | 6 | BUTTERFLY VALVE,WAFER,LEVER HNDL,CI BODY,NCKL PLTD DI DISC,200 WOG,BUNA LINER,ASSEMBLED DRY | 1068.36 | 20.76 | 1 | 697988710214 | 69798871021
BFV722 | 70 | MW222B-DA A U | MW222BDA | 8 | BUTTERFLY VALVE,WAFER,LEVER HNDL,CI BODY,NCKL PLTD DI DISC,200 WOG,BUNA LINER,ASSEMBLED DRY | 1456.02 | 20.76 | 1 | 697988710221 | 69798871022
BFV722 | 70 | MW222BS A L | MW222BS | 3 | BUTTERFLY VALVE,WAFER,LEVER HNDL,CI BODY,NCKL PLTD DI DISC,200 WOG,BUNA LINER,316 SS STEM | 603.04 | 10.23 | 1 | 697988145740 | 69798814574
BFV722 | 70 | MW222E A J | MW222E | 2 | BUTTERFLY VALVE,WAFER,LEVER HNDL,CI BODY,NCKL PLTD DI DISC,200 WOG,EPDM LINER | 478.18 | 8.55 | 1 | 697988145771 | 69798814577
BFV722 | 70 | MW222E A K | MW222E | 2 1/2 | BUTTERFLY VALVE,WAFER,LEVER HNDL,CI BODY,NCKL PLTD DI DISC,200 WOG,EPDM LINER | 478.18 | 10.1 | 1 | 697988145788 | 69798814578
BFV722 | 70 | MW222E A L | MW222E | 3 | BUTTERFLY VALVE,WAFER,LEVER HNDL,CI BODY,NCKL PLTD DI DISC,200 WOG,EPDM LINER | 512.57 | 10.12 | 1 | 697988145795 | 69798814579
BFV722 | 70 | MW222E A N | MW222E | 4 | BUTTERFLY VALVE,WAFER,LEVER HNDL,CI BODY,NCKL PLTD DI DISC,200 WOG,EPDM LINER | 650.49 | 14.04 | 1 | 697988145801 | 69798814580
BFV722 | 70 | MW222E A R | MW222E | 5 | BUTTERFLY VALVE,WAFER,LEVER HNDL,CI BODY,NCKL PLTD DI DISC,200 WOG,EPDM LINER | 861.54 | 16.46 | 1 | 697988145818 | 69798814581
BFV722 | 70 | MW222E A S | MW222E | 6 | BUTTERFLY VALVE,WAFER,LEVER HNDL,CI BODY,NCKL PLTD DI DISC,200 WOG,EPDM LINER | 1068.36 | 20.542 | 1 | 697988145825 | 69798814582
BFV722 | 70 | MW222E A U | MW222E | 8 | BUTTERFLY VALVE,WAFER,LEVER HNDL,CI BODY,NCKL PLTD DI DISC,200 WOG,EPDM LINER | 1456.02 | 36.94 | 1 | 697988145832 | 69798814583
BFV722 | 70 | MW222E A W | MW222E | 10 | BUTTERFLY VALVE,WAFER,LEVER HNDL,CI BODY,NCKL PLTD DI DISC,200 WOG,EPDM LINER | 2041.87 | 51.184 | 1 | 697988145849 | 69798814584
BFV722 | 70 | MW222E AWJ | MW222E | 12 | BUTTERFLY VALVE,WAFER,LEVER HNDL,CI BODY,NCKL PLTD DI DISC,200 WOG,EPDM LINER | 2700.91 | 77.88 | 1 | 697988145856 | 69798814585
BFV722 | 70 | MW222E-DA A K | MW222EDA | 2 1/2 | BUTTERFLY VALVE,WAFER,LEVER HNDL,CI BODY,NCKL PLTD DI DISC,200 WOG,EPDM LINER,DRY ASSEMBLED | 478.18 | 0 | 1 | 697988145863 | 69798814586
BFV722 | 70 | MW222E-DA A L | MW222EDA | 3 | BUTTERFLY VALVE,WAFER,LEVER HNDL,CI BODY,NCKL PLTD DI DISC,200 WOG,EPDM LINER,DRY ASSEMBLED | 512.57 | 0 | 1 | 697988145870 | 69798814587
BFV722 | 70 | MW222E-DA A N | MW222EDA | 4 | BUTTERFLY VALVE,WAFER,LEVER HNDL,CI BODY,NCKL PLTD DI DISC,200 WOG,EPDM LINER,DRY ASSEMBLED | 650.49 | 0 | 1 | 697988145887 | 69798814588
BFV722 | 70 | MW222E-DA A R | MW222EDA | 5 | BUTTERFLY VALVE,WAFER,LEVER HNDL,CI BODY,NCKL PLTD DI DISC,200 WOG,EPDM LINER,DRY ASSEMBLED | 861.54 | 0 | 1 | 697988145894 | 69798814589
BFV722 | 70 | MW222E-DA A S | MW222EDA | 6 | BUTTERFLY VALVE,WAFER,LEVER HNDL,CI BODY,NCKL PLTD DI DISC,200 WOG,EPDM LINER,DRY ASSEMBLED | 1068.36 | 0 | 0 | 697988746510 | 69798874651
BFV722 | 70 | MW222E-DA A U | MW222EDA | 8 | BUTTERFLY VALVE,WAFER,LEVER HNDL,CI BODY,NCKL PLTD DI DISC,200 WOG,EPDM LINER,DRY ASSEMBLED | 1456.02 | 0 | 0 | 697988746466 | 69798874646
BFV722 | 70 | MW222ES A K | MW222ES | 2 1/2 | BUTTERFLY VALVE,WAFER,LEVER HNDL,CI BODY,NCKL PLTD DI DISC,200 WOG,EPDM LINER,316 SS STEM | 560.02 | 11 | 1 | 697988549241 | 69798854924
BFV722 | 70 | MW222ES A N | MW222ES | 4 | BUTTERFLY VALVE,WAFER,LEVER HNDL,CI BODY,NCKL PLTD DI DISC,200 WOG,EPDM LINER,316 SS STEM | 758.16 | 15 | 1 | 697988327214 | 69798832721
BFV722 | 70 | MW222ES A S | MW222ES | 6 | BUTTERFLY VALVE,WAFER,LEVER HNDL,CI BODY,NCKL PLTD DI DISC,200 WOG,EPDM LINER,316 SS STEM | 1214.85 | 20.5 | 1 | 697988327221 | 69798832722
BFV722 | 70 | MW222ESA A S | MW222ESA | 6 | BUTTERFLY VALVE,WAFER,LEVER HNDL,CI BODY,NCKL PLTD DI DISC,200 WOG,EPDM LINER,316 SS STEM,EPOXY CTD | 1649.91 | 23 | 1 | 697988558960 | 69798855896
BFV722 | 70 | MW222NB A U | MW222NB | 8 | BUTTERFLY VALVE,WAFER,LEVER HANDLE,CI BODY,NCKL PLTD DI DISC,200 WOG,BLACK NEOPRENE LINER | 1998.84 | 20.6 | 1 | 697988509917 | 69798850991
BFV722 | 70 | MW222V A J | MW222V | 2 | BUTTERFLY VALVE,WAFER,LEVER HANDLE,CI BODY,NCKL PLTD DI DISC,200 WOG,VITON LINER | 999.39 | 8.46 | 1 | 697988145917 | 69798814591
BFV722 | 70 | MW222V A L | MW222V | 3 | BUTTERFLY VALVE,WAFER,LEVER HANDLE,CI BODY,NCKL PLTD DI DISC,200 WOG,VITON LINER | 1033.79 | 10.58 | 1 | 697988145931 | 69798814593
BFV722 | 70 | MW222V A N | MW222V | 4 | BUTTERFLY VALVE,WAFER,LEVER HANDLE,CI BODY,NCKL PLTD DI DISC,200 WOG,VITON LINER | 1279.44 | 13.55 | 1 | 697988145948 | 69798814594
BFV722 | 70 | MW222V A R | MW222V | 5 | BUTTERFLY VALVE,WAFER,LEVER HANDLE,CI BODY,NCKL PLTD DI DISC,200 WOG,VITON LINER | 1779.13 | 14.57 | 1 | 697988145955 | 69798814595
BFV722 | 70 | MW222V A S | MW222V | 6 | BUTTERFLY VALVE,WAFER,LEVER HANDLE,CI BODY,NCKL PLTD DI DISC,200 WOG,VITON LINER | 2007.43 | 20.98 | 1 | 697988145962 | 69798814596
BFV722 | 70 | MW222V A U | MW222V | 8 | BUTTERFLY VALVE,WAFER,LEVER HANDLE,CI BODY,NCKL PLTD DI DISC,200 WOG,VITON LINER | 3097.32 | 35.396 | 1 | 697988145979 | 69798814597
BFV722 | 70 | MW222V A W | MW222V | 10 | BUTTERFLY VALVE,WAFER,LEVER HANDLE,CI BODY,NCKL PLTD DI DISC,200 WOG,VITON LINER | 3954.55 | 53.37 | 1 | 697988353459 | 69798835345
BFV722 | 70 | MW222V-A A S | MW222VA | 6 | BUTTERFLY VALVE,WAFER,LEVER HANDLE,CI BODY,NCKL PLTD DI DISC,200 WOG,VITON LINER,EPOXY CTD BODY | 2442.49 | 23 | 1 | 697988588363 | 69798858836
BFV722 | 70 | MW222V-A A U | MW222VA | 8 | BUTTERFLY VALVE,WAFER,LEVER HANDLE,CI BODY,NCKL PLTD DI DISC,200 WOG,VITON LINER,EPOXY CTD BODY | 3579.72 | 35.9 | 1 | 697988503762 | 69798850376
BFV722 | 70 | MW222VS A J | MW222VS | 2 | BUTTERFLY VALVE,WAFER,LEVER HANDLE,CI BODY,NCKL PLTD DI DISC,200 WOG,VITON LINER,316 SS STEM | 1081.22 | 8.46 | 1 | 697988693128 | 69798869312
BFV722 | 70 | MW222VS A N | MW222VS | 4 | BUTTERFLY VALVE,WAFER,LEVER HANDLE,CI BODY,NCKL PLTD DI DISC,200 WOG,VITON LINER,316 SS STEM | 1387.11 | 13.244 | 1 | 697988635654 | 69798863565
BFV722 | 70 | MW222VS A S | MW222VS | 6 | BUTTERFLY VALVE,WAFER,LEVER HANDLE,CI BODY,NCKL PLTD DI DISC,200 WOG,VITON LINER,316 SS STEM | 2153.94 | 20.206 | 1 | 697988635661 | 69798863566
BFV722 | 70 | MW222VS A W | MW222VS | 10 | BUTTERFLY VALVE,WAFER,LEVER HANDLE,CI BODY,NCKL PLTD DI DISC,200 WOG,VITON LINER,316 SS STEM | 4350.9 | 53.37 | 1 | 697988635678 | 69798863567
BFV722 | 70 | MW222VS AWJ | MW222VS | 12 | BUTTERFLY VALVE,WAFER,LEVER HANDLE,CI BODY,NCKL PLTD DI DISC,200 WOG,VITON LINER,316 SS STEM | 5699.16 | 81.2 | 1 | 697988635708 | 69798863570
BFV722 | 70 | MW223B A J | MW223B | 2 | BUTTERFLY VALVE,WAFER,LEVER HANDLE,CI BODY,ALMN/BRNZ DISC,200 WOG,BUNA LINER | 508.28 | 8.15 | 1 | 697988146013 | 69798814601
BFV722 | 70 | MW223B A K | MW223B | 2 1/2 | BUTTERFLY VALVE,WAFER,LEVER HANDLE,CI BODY,ALMN/BRNZ DISC,200 WOG,BUNA LINER | 508.28 | 9.964 | 1 | 697988146020 | 69798814602
BFV722 | 70 | MW223B A L | MW223B | 3 | BUTTERFLY VALVE,WAFER,LEVER HANDLE,CI BODY,ALMN/BRNZ DISC,200 WOG,BUNA LINER | 551.37 | 10.32 | 1 | 697988146037 | 69798814603
BFV722 | 70 | MW223B A N | MW223B | 4 | BUTTERFLY VALVE,WAFER,LEVER HANDLE,CI BODY,ALMN/BRNZ DISC,200 WOG,BUNA LINER | 719.34 | 13.228 | 1 | 697988146044 | 69798814604
BFV722 | 70 | MW223B A R | MW223B | 5 | BUTTERFLY VALVE,WAFER,LEVER HANDLE,CI BODY,ALMN/BRNZ DISC,200 WOG,BUNA LINER | 982.13 | 16.208 | 1 | 697988146051 | 69798814605
BFV722 | 70 | MW223B A S | MW223B | 6 | BUTTERFLY VALVE,WAFER,LEVER HANDLE,CI BODY,ALMN/BRNZ DISC,200 WOG,BUNA LINER | 1188.94 | 20.392 | 1 | 697988146068 | 69798814606
BFV722 | 70 | MW223B A U | MW223B | 8 | BUTTERFLY VALVE,WAFER,LEVER HANDLE,CI BODY,ALMN/BRNZ DISC,200 WOG,BUNA LINER | 1740.32 | 33.888 | 1 | 697988146075 | 69798814607
BFV722 | 70 | MW223B A W | MW223B | 10 | BUTTERFLY VALVE,WAFER,LEVER HANDLE,CI BODY,ALMN/BRNZ DISC,200 WOG,BUNA LINER | 2308.96 | 55.45 | 1 | 697988146082 | 69798814608
BFV722 | 70 | MW223B AWJ | MW223B | 12 | BUTTERFLY VALVE,WAFER,LEVER HANDLE,CI BODY,ALMN/BRNZ DISC,200 WOG,BUNA LINER | 3437.6 | 76.284 | 1 | 697988146099 | 69798814609
BFV722 | 70 | MW223B-A A L | MW223BA | 3 | BUTTERFLY VALVE,WAFER,LEVER HANDLE,CI BODY,ALMN/BRNZ DISC,200 WOG,BUNA LINER,EPOXY CTD BODY | 857.24 | 12 | 1 | 697988505308 | 69798850530
BFV722 | 70 | MW223B-A A N | MW223BA | 4 | BUTTERFLY VALVE,WAFER,LEVER HANDLE,CI BODY,ALMN/BRNZ DISC,200 WOG,BUNA LINER,EPOXY CTD BODY | 1046.68 | 13.246 | 1 | 697988670754 | 69798867075
BFV722 | 70 | MW223B-A A S | MW223BA | 6 | BUTTERFLY VALVE,WAFER,LEVER HANDLE,CI BODY,ALMN/BRNZ DISC,200 WOG,BUNA LINER,EPOXY COATED BODY | 1623.99 | 20.15 | 1 | 697988717480 | 69798871748
BFV722 | 70 | MW223BS A J | MW223BS | 2 | BUTTERFLY VALVE,WAFER,LEVER HANDLE,CI BODY,ALMN/BRNZ DISC,200 WOG,BUNA LINER,316 SS STEM | 590.13 | 10 | 1 | 697988146198 | 69798814619
BFV722 | 70 | MW223BS A K | MW223BS | 2 1/2 | BUTTERFLY VALVE,WAFER,LEVER HANDLE,CI BODY,ALMN/BRNZ DISC,200 WOG,BUNA LINER,316 SS STEM | 590.13 | 11 | 1 | 697988146204 | 69798814620
BFV722 | 70 | MW223BS A L | MW223BS | 3 | BUTTERFLY VALVE,WAFER,LEVER HANDLE,CI BODY,ALMN/BRNZ DISC,200 WOG,BUNA LINER,316 SS STEM | 641.87 | 12 | 1 | 697988146211 | 69798814621
BFV722 | 70 | MW223BS A N | MW223BS | 4 | BUTTERFLY VALVE,WAFER,LEVER HANDLE,CI BODY,ALMN/BRNZ DISC,200 WOG,BUNA LINER,316 SS STEM | 827.01 | 15 | 1 | 697988146228 | 69798814622
BFV722 | 70 | MW223BS A R | MW223BS | 5 | BUTTERFLY VALVE,WAFER,LEVER HANDLE,CI BODY,ALMN/BRNZ DISC,200 WOG,BUNA LINER,316 SS STEM | 1098.43 | 15.98 | 1 | 697988146235 | 69798814623
BFV722 | 70 | MW223BS A S | MW223BS | 6 | BUTTERFLY VALVE,WAFER,LEVER HANDLE,CI BODY,ALMN/BRNZ DISC,200 WOG,BUNA LINER,316 SS STEM | 1335.41 | 23 | 1 | 697988146242 | 69798814624
BFV722 | 70 | MW223BS A U | MW223BS | 8 | BUTTERFLY VALVE,WAFER,LEVER HANDLE,CI BODY,ALMN/BRNZ DISC,200 WOG,BUNA LINER,316 SS STEM | 1947.1 | 33.788 | 1 | 697988146259 | 69798814625
BFV722 | 70 | MW223BS A W | MW223BS | 10 | BUTTERFLY VALVE,WAFER,LEVER HANDLE,CI BODY,ALMN/BRNZ DISC,200 WOG,BUNA LINER,316 SS STEM | 2705.29 | 58 | 1 | 697988146266 | 69798814626
BFV722 | 70 | MW223E A J | MW223E | 2 | BUTTERFLY VALVE,WAFER,LEVER HANDLE,CI BODY,ALMN/BRNZ DISC,200 WOG,EPDM LINER | 508.28 | 8.42 | 1 | 697988146273 | 69798814627
BFV722 | 70 | MW223E A K | MW223E | 2 1/2 | BUTTERFLY VALVE,WAFER,LEVER HANDLE,CI BODY,ALMN/BRNZ DISC,200 WOG,EPDM LINER | 508.28 | 10.08 | 1 | 697988146280 | 69798814628
BFV722 | 70 | MW223E A L | MW223E | 3 | BUTTERFLY VALVE,WAFER,LEVER HANDLE,CI BODY,ALMN/BRNZ DISC,200 WOG,EPDM LINER | 551.37 | 10.168 | 1 | 697988146297 | 69798814629
BFV722 | 70 | MW223E A N | MW223E | 4 | BUTTERFLY VALVE,WAFER,LEVER HANDLE,CI BODY,ALMN/BRNZ DISC,200 WOG,EPDM LINER | 719.34 | 12.68 | 1 | 697988146303 | 69798814630
BFV722 | 70 | MW223E A R | MW223E | 5 | BUTTERFLY VALVE,WAFER,LEVER HANDLE,CI BODY,ALMN/BRNZ DISC,200 WOG,EPDM LINER | 982.13 | 15.92 | 1 | 697988146310 | 69798814631
BFV722 | 70 | MW223E A S | MW223E | 6 | BUTTERFLY VALVE,WAFER,LEVER HANDLE,CI BODY,ALMN/BRNZ DISC,200 WOG,EPDM LINER | 1188.94 | 20.398 | 1 | 697988146327 | 69798814632
BFV722 | 70 | MW223E A U | MW223E | 8 | BUTTERFLY VALVE,WAFER,LEVER HANDLE,CI BODY,ALMN/BRNZ DISC,200 WOG,EPDM LINER | 1740.32 | 33.69 | 1 | 697988146334 | 69798814633
BFV722 | 70 | MW223E A W | MW223E | 10 | BUTTERFLY VALVE,WAFER,LEVER HANDLE,CI BODY,ALMN/BRNZ DISC,200 WOG,EPDM LINER | 2308.96 | 50.986 | 1 | 697988146341 | 69798814634
BFV722 | 70 | MW223E AWJ | MW223E | 12 | BUTTERFLY VALVE,WAFER,LEVER HANDLE,CI BODY,ALMN/BRNZ DISC,200 WOG,EPDM LINER | 3437.6 | 76.104 | 1 | 697988146358 | 69798814635
BFV722 | 70 | MW223E-A A J | MW223EA | 2 | BUTTERFLY VALVE,WAFER,LEVER HANDLE,CI BODY,ALMN/BRNZ DISC,200 WOG,EPDM LINER,EPOXY CTD BODY | 753.85 | 8.3 | 1 | 697988494954 | 69798849495
BFV722 | 70 | MW223E-A A K | MW223EA | 2 1/2 | BUTTERFLY VALVE,WAFER,LEVER HANDLE,CI BODY,ALMN/BRNZ DISC,200 WOG,EPDM LINER,EPOXY CTD BODY | 753.85 | 11 | 1 | 697988494961 | 69798849496
BFV722 | 70 | MW223E-A A L | MW223EA | 3 | BUTTERFLY VALVE,WAFER,LEVER HANDLE,CI BODY,ALMN/BRNZ DISC,200 WOG,EPDM LINER,EPOXY CTD BODY | 857.24 | 10.168 | 1 | 697988494978 | 69798849497
BFV722 | 70 | MW223E-A A N | MW223EA | 4 | BUTTERFLY VALVE,WAFER,LEVER HANDLE,CI BODY,ALMN/BRNZ DISC,200 WOG,EPDM LINER,EPOXY CTD BODY | 1046.68 | 15 | 1 | 697988494985 | 69798849498
BFV722 | 70 | MW223E-A A R | MW223EA | 5 | BUTTERFLY VALVE,WAFER,LEVER HANDLE,CI BODY,ALMN/BRNZ DISC,200 WOG,EPDM LINER,EPOXY CTD BODY | 1387.07 | 15.92 | 1 | 697988494992 | 69798849499
BFV722 | 70 | MW223E-A A S | MW223EA | 6 | BUTTERFLY VALVE,WAFER,LEVER HANDLE,CI BODY,ALMN/BRNZ DISC,200 WOG,EPDM LINER,EPOXY CTD BODY | 1623.98 | 20.398 | 1 | 697988495005 | 69798849500
BFV722 | 70 | MW223E-A A U | MW223EA | 8 | BUTTERFLY VALVE,WAFER,LEVER HANDLE,CI BODY,ALMN/BRNZ DISC,200 WOG,EPDM LINER,EPOXY CTD BODY | 2222.73 | 33.69 | 1 | 697988495012 | 69798849501
BFV722 | 70 | MW223ES A L | MW223ES | 3 | BUTTERFLY VALVE,WAFER,LEVER HANDLE,CI BODY,ALMN/BRNZ DISC,200 WOG,EPDM LINER,316 SS STEM | 641.87 | 12 | 1 | 697988146426 | 69798814642
BFV722 | 70 | MW223ES A N | MW223ES | 4 | BUTTERFLY VALVE,WAFER,LEVER HANDLE,CI BODY,ALMN/BRNZ DISC,200 WOG,EPDM LINER,316 SS STEM | 827.01 | 15 | 1 | 697988146433 | 69798814643
BFV722 | 70 | MW223ES A S | MW223ES | 6 | BUTTERFLY VALVE,WAFER,LEVER HANDLE,CI BODY,ALMN/BRNZ DISC,200 WOG,EPDM LINER,316 SS STEM | 1335.41 | 20.398 | 1 | 697988146440 | 69798814644
BFV722 | 70 | MW223ES A U | MW223ES | 8 | BUTTERFLY VALVE,WAFER,LEVER HANDLE,CI BODY,ALMN/BRNZ DISC,200 WOG,EPDM LINER,316 SS STEM | 1947.1 | 39 | 1 | 697988578180 | 69798857818
BFV722 | 70 | MW223ES-A A J | MW223ESA | 2 | BUTTERFLY VALVE,WAFER,LEVER HANDLE,CI BODY,ALMN/BRNZ DISC,SS STEM,200 WOG,EPDM LINER,EPOXY COATED | 835.66 | 0 | 0 | 697988728349 | 69798872834
BFV722 | 70 | MW223ESA A L | MW223EA | 3 | BUTTERFLY VALVE,WAFER,LEVER HANDLE,CI BODY,ALMN/BRNZ DISC,200 WOG,EPDM LINER,SS STEM,EPOXY CTD BODY | 947.74 | 15 | 1 | 697988696501 | 69798869650
BFV722 | 70 | MW223NB A J | MW223NB | 2 | BUTTERFLY VALVE,WAFER,LEVER HANDLE,CI BODY,ALMN/BRNZ DISC,200 WOG,BLACK NEOPRENE LINER | 702.17 | 10 | 1 | 697988545182 | 69798854518
BFV722 | 70 | MW223NB A L | MW223NB | 3 | BUTTERFLY VALVE,WAFER,LEVER HANDLE,CI BODY,ALMN/BRNZ DISC,200 WOG,BLACK NEOPRENE LINER | 745.27 | 12 | 1 | 697988146532 | 69798814653
BFV722 | 70 | MW223V A J | MW223V | 2 | BUTTERFLY VALVE,WAFER,LEVER HANDLE,CI BODY,ALMN/BRNZ DISC,200 WOG,VITON LINER | 1029.49 | 8.66 | 1 | 697988146556 | 69798814655
BFV722 | 70 | MW223V A K | MW223V | 2 1/2 | BUTTERFLY VALVE,WAFER,LEVER HANDLE,CI BODY,ALMN/BRNZ DISC,200 WOG,VITON LINER | 1029.49 | 9.8 | 1 | 697988146563 | 69798814656
BFV722 | 70 | MW223V A L | MW223V | 3 | BUTTERFLY VALVE,WAFER,LEVER HANDLE,CI BODY,ALMN/BRNZ DISC,200 WOG,VITON LINER | 1072.6 | 10.5 | 1 | 697988146570 | 69798814657
BFV722 | 70 | MW223V A N | MW223V | 4 | BUTTERFLY VALVE,WAFER,LEVER HANDLE,CI BODY,ALMN/BRNZ DISC,200 WOG,VITON LINER | 1348.31 | 13.18 | 1 | 697988146587 | 69798814658
BFV722 | 70 | MW223V A R | MW223V | 5 | BUTTERFLY VALVE,WAFER,LEVER HANDLE,CI BODY,ALMN/BRNZ DISC,200 WOG,VITON LINER | 1899.72 | 17.3 | 1 | 697988146594 | 69798814659
BFV722 | 70 | MW223V A S | MW223V | 6 | BUTTERFLY VALVE,WAFER,LEVER HANDLE,CI BODY,ALMN/BRNZ DISC,200 WOG,VITON LINER | 2128 | 20.344 | 1 | 697988146600 | 69798814660
BFV722 | 70 | MW223V A U | MW223V | 8 | BUTTERFLY VALVE,WAFER,LEVER HANDLE,CI BODY,ALMN/BRNZ DISC,200 WOG,VITON LINER | 3381.61 | 34.114 | 1 | 697988146617 | 69798814661
BFV722 | 70 | MW223V A W | MW223V | 10 | BUTTERFLY VALVE,WAFER,LEVER HANDLE,CI BODY,ALMN/BRNZ DISC,200 WOG,VITON LINER | 4221.62 | 58 | 1 | 697988146624 | 69798814662
BFV722 | 70 | MW223V-A A U | MW223VA | 8 | BUTTERFLY VALVE,WAFER,LEVER HANDLE,CI BODY,ALMN/BRNZ DISC,200 WOG,VITON LINER,EPOXY COATED BODY | 3864.03 | 34.114 | 1 | 697988718500 | 69798871850
BFV722 | 70 | MW224B A J | MW224B | 2 | BUTTERFLY VALVE,WAFER,LEVER HANDLE,CI BODY,SS DISC,200 WOG,BUNA LINER | 663.39 | 8.192 | 1 | 697988146648 | 69798814664
BFV722 | 70 | MW224B A K | MW224B | 2 1/2 | BUTTERFLY VALVE,WAFER,LEVER HANDLE,CI BODY,SS DISC,200 WOG,BUNA LINER | 663.39 | 9.95 | 1 | 697988146655 | 69798814665
BFV722 | 70 | MW224B A L | MW224B | 3 | BUTTERFLY VALVE,WAFER,LEVER HANDLE,CI BODY,SS DISC,200 WOG,BUNA LINER | 809.89 | 9.954 | 1 | 697988146662 | 69798814666
BFV722 | 70 | MW224B A N | MW224B | 4 | BUTTERFLY VALVE,WAFER,LEVER HANDLE,CI BODY,SS DISC,200 WOG,BUNA LINER | 1016.6 | 12.926 | 1 | 697988146679 | 69798814667
BFV722 | 70 | MW224B A R | MW224B | 5 | BUTTERFLY VALVE,WAFER,LEVER HANDLE,CI BODY,SS DISC,200 WOG,BUNA LINER | 1348.32 | 16.29 | 1 | 697988146686 | 69798814668
BFV722 | 70 | MW224B A S | MW224B | 6 | BUTTERFLY VALVE,WAFER,LEVER HANDLE,CI BODY,SS DISC,200 WOG,BUNA LINER | 1542.19 | 20.472 | 1 | 697988146693 | 69798814669
BFV722 | 70 | MW224B A U | MW224B | 8 | BUTTERFLY VALVE,WAFER,LEVER HANDLE,CI BODY,SS DISC,200 WOG,BUNA LINER | 2481.29 | 36.46 | 1 | 697988146709 | 69798814670
BFV722 | 70 | MW224B A W | MW224B | 10 | BUTTERFLY VALVE,WAFER,LEVER HANDLE,CI BODY,SS DISC,200 WOG,BUNA LINER | 4019.16 | 54.8 | 1 | 697988146716 | 69798814671
BFV722 | 70 | MW224B AWJ | MW224B | 12 | BUTTERFLY VALVE,WAFER,LEVER HANDLE,CI BODY,SS DISC,200 WOG,BUNA LINER | 5462.32 | 78 | 1 | 697988146723 | 69798814672
BFV722 | 70 | MW224B-A A J | MW224BA | 2 | BUTTERFLY VALVE,WAFER,LEVER HANDLE,CI BODY,SS DISC,200 WOG,BUNA LINER,EPOXY CTD BODY | 908.97 | 8.192 | 1 | 697988146730 | 69798814673
BFV722 | 70 | MW224B-A A K | MW224BA | 2 1/2 | BUTTERFLY VALVE,WAFER,LEVER HANDLE,CI BODY,SS DISC,200 WOG,BUNA LINER,EPOXY CTD BODY | 908.97 | 11 | 1 | 697988572065 | 69798857206
BFV722 | 70 | MW224B-A A L | MW224BA | 3 | BUTTERFLY VALVE,WAFER,LEVER HANDLE,CI BODY,SS DISC,200 WOG,BUNA LINER,EPOXY CTD BODY | 1115.73 | 9.954 | 1 | 697988146747 | 69798814674
BFV722 | 70 | MW224B-A A N | MW224BA | 4 | BUTTERFLY VALVE,WAFER,LEVER HANDLE,CI BODY,SS DISC,200 WOG,BUNA LINER,EPOXY CTD BODY | 1343.96 | 12.926 | 1 | 697988659018 | 69798865901
BFV722 | 70 | MW224B-A A S | MW224BA | 6 | BUTTERFLY VALVE,WAFER,LEVER HANDLE,CI BODY,SS DISC,200 WOG,BUNA LINER,EPOXY CTD BODY | 1977.27 | 20.34 | 1 | 697988146754 | 69798814675
BFV722 | 70 | MW224B-A A U | MW224BA | 8 | BUTTERFLY VALVE,WAFER,LEVER HANDLE,CI BODY,SS DISC,200 WOG,BUNA LINER,EPOXY CTD BODY | 2963.7 | 39 | 1 | 697988604469 | 69798860446
BFV722 | 70 | MW224E A J | MW224E | 2 | BUTTERFLY VALVE,WAFER,LEVER HANDLE,CI BODY,SS DISC,200 WOG,EPDM LINER | 663.39 | 8.44 | 1 | 697988146778 | 69798814677
BFV722 | 70 | MW224E A K | MW224E | 2 1/2 | BUTTERFLY VALVE,WAFER,LEVER HANDLE,CI BODY,SS DISC,200 WOG,EPDM LINER | 663.39 | 10.45 | 1 | 697988146785 | 69798814678
BFV722 | 70 | MW224E A L | MW224E | 3 | BUTTERFLY VALVE,WAFER,LEVER HANDLE,CI BODY,SS DISC,200 WOG,EPDM LINER | 809.89 | 10.11 | 1 | 697988146792 | 69798814679
BFV722 | 70 | MW224E A N | MW224E | 4 | BUTTERFLY VALVE,WAFER,LEVER HANDLE,CI BODY,SS DISC,200 WOG,EPDM LINER | 1016.6 | 12.808 | 1 | 697988146808 | 69798814680
BFV722 | 70 | MW224E A R | MW224E | 5 | BUTTERFLY VALVE,WAFER,LEVER HANDLE,CI BODY,SS DISC,200 WOG,EPDM LINER | 1348.32 | 17.32 | 1 | 697988146815 | 69798814681
BFV722 | 70 | MW224E A S | MW224E | 6 | BUTTERFLY VALVE,WAFER,LEVER HANDLE,CI BODY,SS DISC,200 WOG,EPDM LINER | 1542.19 | 21 | 1 | 697988146822 | 69798814682
BFV722 | 70 | MW224E A U | MW224E | 8 | BUTTERFLY VALVE,WAFER,LEVER HANDLE,CI BODY,SS DISC,200 WOG,EPDM LINER | 2481.29 | 35.228 | 1 | 697988146839 | 69798814683
BFV722 | 70 | MW224E A W | MW224E | 10 | BUTTERFLY VALVE,WAFER,LEVER HANDLE,CI BODY,SS DISC,200 WOG,EPDM LINER | 4019.16 | 52.536 | 1 | 697988146846 | 69798814684
BFV722 | 70 | MW224E AWJ | MW224E | 12 | BUTTERFLY VALVE,WAFER,LEVER HANDLE,CI BODY,SS DISC,200 WOG,EPDM LINER | 5462.32 | 79.31 | 1 | 697988146853 | 69798814685
BFV722 | 70 | MW224E-A A J | MW224EA | 2 | BUTTERFLY VALVE,WAFER,LEVER HANDLE,CI BODY,SS DISC,200 WOG,EPDM LINER,EPOXY CTD BODY | 908.97 | 8.13 | 1 | 697988146860 | 69798814686
BFV722 | 70 | MW224E-A A K | MW224EA | 2 1/2 | BUTTERFLY VALVE,WAFER,LEVER HANDLE,CI BODY,SS DISC,200 WOG,EPDM LINER,EPOXY CTD BODY | 908.97 | 10.45 | 1 | 697988146877 | 69798814687
BFV722 | 70 | MW224E-A A L | MW224EA | 3 | BUTTERFLY VALVE,WAFER,LEVER HANDLE,CI BODY,SS DISC,200 WOG,EPDM LINER,EPOXY CTD BODY | 1115.73 | 12 | 1 | 697988146884 | 69798814688
BFV722 | 70 | MW224E-A A N | MW224EA | 4 | BUTTERFLY VALVE,WAFER,LEVER HANDLE,CI BODY,SS DISC,200 WOG,EPDM LINER,EPOXY CTD BODY | 1343.96 | 15 | 1 | 697988146891 | 69798814689
BFV722 | 70 | MW224E-A A R | MW224EA | 5 | BUTTERFLY VALVE,WAFER,LEVER HANDLE,CI BODY,SS DISC,200 WOG,EPDM LINER,EPOXY CTD BODY | 1753.22 | 19 | 1 | 697988625686 | 69798862568
BFV722 | 70 | MW224E-A A S | MW224EA | 6 | BUTTERFLY VALVE,WAFER,LEVER HANDLE,CI BODY,SS DISC,200 WOG,EPDM LINER,EPOXY CTD BODY | 1977.27 | 21.75 | 1 | 697988146907 | 69798814690
BFV722 | 70 | MW224E-A A U | MW224EA | 8 | BUTTERFLY VALVE,WAFER,LEVER HANDLE,CI BODY,SS DISC,200 WOG,EPDM LINER,EPOXY CTD BODY | 2963.7 | 32.56 | 1 | 697988146914 | 69798814691
BFV722 | 70 | MW224E-A A W | MW224EA | 10 | BUTTERFLY VALVE,WAFER,LEVER HANDLE,CI BODY,SS DISC,200 WOG,EPDM LINER,EPOXY CTD BODY | 4605.02 | 59.25 | 1 | 697988146921 | 69798814692
BFV722 | 70 | MW224E-A AWJ | MW224EA | 12 | BUTTERFLY VALVE,WAFER,LEVER HANDLE,CI BODY,SS DISC,200 WOG,EPDM LINER,EPOXY CTD BODY | 6267.85 | 79.31 | 1 | 697988146938 | 69798814693
BFV722 | 70 | MW224H A J | MW224H | 2 | BUTTERFLY VALVE,WAFER,LEVER HANDLE,CI BODY,SS DISC,200 WOG,HYPALON LINER | 857.27 | 10 | 1 | 697988146952 | 69798814695
BFV722 | 70 | MW224H A L | MW224H | 3 | BUTTERFLY VALVE,WAFER,LEVER HANDLE,CI BODY,SS DISC,200 WOG,HYPALON LINER | 1003.74 | 11.662 | 1 | 697988365827 | 69798836582
BFV722 | 70 | MW224NW A W | MW224NW | 10 | BUTTERFLY VALVE,WAFER,LEVER HANDLE,CI BODY,SS DISC,200 WOG,WHITE NEOPRENE LINER | 4695.47 | 109.7 | 1 | 697988147126 | 69798814712
BFV722 | 70 | MW224NW AWJ | MW224NW | 12 | BUTTERFLY VALVE,WAFER,LEVER HANDLE,CI BODY,SS DISC,200 WOG,WHITE NEOPRENE LINER | 6448.78 | 79.31 | 1 | 697988147133 | 69798814713
BFV722 | 70 | MW224NWA A S | MW224NWA | 6 | BUTTERFLY VALVE,WAFER,LEVER HANDLE,CI BODY,SS DISC,200 WOG,WHITE NEOPRENE LINER,EPOXY CTD BODY | 2287.46 | 21.2 | 1 | 697988346734 | 69798834673
BFV722 | 70 | MW224T A J | MW224T | 2 | BUTTERFLY VALVE,WAFER,LEVER HANDLE,CI BODY,SS DISC,200 WOG,TEFLON LINER | 2089.31 | 8.12 | 1 | 697988147140 | 69798814714
BFV722 | 70 | MW224T A K | MW224T | 2 1/2 | BUTTERFLY VALVE,WAFER,LEVER HANDLE,CI BODY,SS DISC,200 WOG,TEFLON LINER | 2296.11 | 10.1 | 1 | 697988147157 | 69798814715
BFV722 | 70 | MW224T A L | MW224T | 3 | BUTTERFLY VALVE,WAFER,LEVER HANDLE,CI BODY,SS DISC,200 WOG,TEFLON LINER | 2494.2 | 10.54 | 1 | 697988147164 | 69798814716
BFV722 | 70 | MW224T A N | MW224T | 4 | BUTTERFLY VALVE,WAFER,LEVER HANDLE,CI BODY,SS DISC,200 WOG,TEFLON LINER | 2963.7 | 14.22 | 1 | 697988147171 | 69798814717
BFV722 | 70 | MW224T A S | MW224T | 6 | BUTTERFLY VALVE,WAFER,LEVER HANDLE,CI BODY,SS DISC,200 WOG,TEFLON LINER | 4131.15 | 20.68 | 1 | 697988147188 | 69798814718
BFV722 | 70 | MW224V A J | MW224V | 2 | BUTTERFLY VALVE,WAFER,LEVER HANDLE,CI BODY,SS DISC,200 WOG,VITON LINER | 1184.59 | 8.85 | 1 | 697988147225 | 69798814722
BFV722 | 70 | MW224V A K | MW224V | 2 1/2 | BUTTERFLY VALVE,WAFER,LEVER HANDLE,CI BODY,SS DISC,200 WOG,VITON LINER | 1184.59 | 9.7 | 1 | 697988147232 | 69798814723
BFV722 | 70 | MW224V A L | MW224V | 3 | BUTTERFLY VALVE,WAFER,LEVER HANDLE,CI BODY,SS DISC,200 WOG,VITON LINER | 1331.07 | 10.42 | 1 | 697988147249 | 69798814724
BFV722 | 70 | MW224V A N | MW224V | 4 | BUTTERFLY VALVE,WAFER,LEVER HANDLE,CI BODY,SS DISC,200 WOG,VITON LINER | 1645.55 | 13.372 | 1 | 697988147256 | 69798814725
BFV722 | 70 | MW224V A R | MW224V | 5 | BUTTERFLY VALVE,WAFER,LEVER HANDLE,CI BODY,SS DISC,200 WOG,VITON LINER | 2265.9 | 16.3 | 1 | 697988147263 | 69798814726
BFV722 | 70 | MW224V A S | MW224V | 6 | BUTTERFLY VALVE,WAFER,LEVER HANDLE,CI BODY,SS DISC,200 WOG,VITON LINER | 2481.29 | 21.9 | 1 | 697988147270 | 69798814727
BFV722 | 70 | MW224V A U | MW224V | 8 | BUTTERFLY VALVE,WAFER,LEVER HANDLE,CI BODY,SS DISC,200 WOG,VITON LINER | 4122.57 | 39.1 | 1 | 697988147287 | 69798814728
BFV722 | 70 | MW224V A W | MW224V | 10 | BUTTERFLY VALVE,WAFER,LEVER HANDLE,CI BODY,SS DISC,200 WOG,VITON LINER | 5931.82 | 58.65 | 1 | 697988147294 | 69798814729
BFV722 | 70 | MW224V AWJ | MW224V | 12 | BUTTERFLY VALVE,WAFER,LEVER HANDLE,CI BODY,SS DISC,200 WOG,VITON LINER | 7840.26 | 81.2 | 1 | 697988147300 | 69798814730
BFV722 | 70 | MW224V-A A K | MW224VA | 2 1/2 | BUTTERFLY VALVE,WAFER,LEVER HANDLE,CI BODY,SS DISC,200 WOG,VITON LINER,EPOXY CTD BODY | 1430.17 | 9.7 | 1 | 697988344198 | 69798834419
BFV722 | 70 | MW224V-A A L | MW224VA | 3 | BUTTERFLY VALVE,WAFER,LEVER HANDLE,CI BODY,SS DISC,200 WOG,VITON LINER,EPOXY CTD BODY | 1636.94 | 10.9 | 1 | 697988344204 | 69798834420
BFV722 | 70 | MW224V-A A N | MW224VA | 4 | BUTTERFLY VALVE,WAFER,LEVER HANDLE,CI BODY,SS DISC,200 WOG,VITON LINER,EPOXY CTD BODY | 1972.9 | 13.372 | 1 | 697988344211 | 69798834421
BFV722 | 70 | MW224V-A A R | MW224VA | 5 | BUTTERFLY VALVE,WAFER,LEVER HANDLE,CI BODY,SS DISC,200 WOG,VITON LINER,EPOXY CTD BODY | 2670.83 | 16.3 | 1 | 697988344228 | 69798834422
BFV722 | 70 | MW224V-A A S | MW224VA | 6 | BUTTERFLY VALVE,WAFER,LEVER HANDLE,CI BODY,SS DISC,200 WOG,VITON LINER,EPOXY CTD BODY | 2916.35 | 21.9 | 1 | 697988344235 | 69798834423
BFV722 | 70 | MW224V-A A U | MW224VA | 8 | BUTTERFLY VALVE,WAFER,LEVER HANDLE,CI BODY,SS DISC,200 WOG,VITON LINER,EPOXY CTD BODY | 4605.02 | 39.1 | 1 | 697988344242 | 69798834424
BFV722 | 70 | MW224V-A A W | MW224VA | 10 | BUTTERFLY VALVE,WAFER,LEVER HANDLE,CI BODY,SS DISC,200 WOG,VITON LINER,EPOXY CTD BODY | 6517.67 | 58.65 | 1 | 697988344259 | 69798834425
BFV722 | 70 | MW224V-A AWJ | MW224VA | 12 | BUTTERFLY VALVE,WAFER,LEVER HANDLE,CI BODY,SS DISC,200 WOG,VITON LINER,EPOXY CTD BODY | 8645.77 | 81.2 | 1 | 697988344266 | 69798834426
BFV722 | 70 | MW227B A J | MW227B | 2 | BUTTERFLY VALVE,WAFER,LEVER HANDLE,CI BODY,NYLON CTD DI DISC,200 WOG,BUNA LINER | 547.12 | 11 | 1 | 697988326439 | 69798832643
BFV722 | 70 | MW227E A L | MW227E | 3 | BUTTERFLY VALVE,WAFER,LEVER HANDLE,CI BODY,NYLON CTD DI DISC,200 WOG,EPDM LINER | 598.76 | 12 | 1 | 697988147447 | 69798814744
BFV722 | 70 | MW227E A N | MW227E | 4 | BUTTERFLY VALVE,WAFER,LEVER HANDLE,CI BODY,NYLON CTD DI DISC,200 WOG,EPDM LINER | 749.62 | 15 | 1 | 697988147454 | 69798814745
BFV722 | 70 | MW227ESA A N | MW227ESA | 4 | BUTTERFLY VALVE,WAFER,LEVER HNDL,CI BODY,NYLN CTD DI DISC,200 WOG,EPDM LINR,316 SS STEM,EPXY CTD BDY | 1184.65 | 15 | 1 | 697988510043 | 69798851004
BFV722 | 70 | MW227ESA A S | MW227ESA | 6 | BUTTERFLY VALVE,WAFER,LEVER HNDL,CI BODY,NYLN CTD DI DISC,200 WOG,EPDM LINR,316 SS STEM,EPXY CTD BDY | 1809.3 | 23 | 1 | 697988510050 | 69798851005
BFV722 | 70 | MW228B A U | MW228B | 8 | BUTTERFLY VALVE,WAFER,LEVER HANDLE,CI BODY,EPOXY CTD DI DISC,200 WOG,BUNA LINER | 1628.34 | 44 | 1 | 697988343139 | 69798834313
BFV722 | 70 | MW228B A W | MW228B | 10 | BUTTERFLY VALVE,WAFER,LEVER HANDLE,CI BODY,EPOXY CTD DI DISC,200 WOG,BUNA LINER | 2287.43 | 76 | 1 | 697988343146 | 69798834314
BFV722 | 70 | MW228E A K | MW228E | 2 1/2 | BUTTERFLY VALVE,WAFER,LEVER HANDLE,CI BODY,EPOXY CTD DI DISC,200 WOG,EPDM LINER | 529.93 | 11 | 1 | 697988640870 | 69798864087
BFV722 | 70 | MW228E A L | MW228E | 3 | BUTTERFLY VALVE,WAFER,LEVER HANDLE,CI BODY,EPOXY CTD DI DISC,200 WOG,EPDM LINER | 577.24 | 10.32 | 1 | 697988640887 | 69798864088
BFV722 | 70 | MW228E A N | MW228E | 4 | BUTTERFLY VALVE,WAFER,LEVER HANDLE,CI BODY,EPOXY CTD DI DISC,200 WOG,EPDM LINER | 732.32 | 13.23 | 1 | 697988640894 | 69798864089
BFV722 | 70 | MW228E A S | MW228E | 6 | BUTTERFLY VALVE,WAFER,LEVER HANDLE,CI BODY,EPOXY CTD DI DISC,200 WOG,EPDM LINER | 1206.19 | 20.39 | 1 | 697988640900 | 69798864090
BFV722 | 70 | MW228E A U | MW228E | 8 | BUTTERFLY VALVE,WAFER,LEVER HANDLE,CI BODY,EPOXY CTD DI DISC,200 WOG,EPDM LINER | 1628.34 | 44 | 1 | 697988398351 | 69798839835
BFV722 | 70 | MW228E A W | MW228E | 10 | BUTTERFLY VALVE,WAFER,LEVER HANDLE,CI BODY,EPOXY CTD DI DISC,200 WOG,EPDM LINER | 2287.43 | 55.45 | 1 | 697988640917 | 69798864091
BFV722 | 70 | MW228E-A A L | MW228EA | 3 | BUTTERFLY VALVE,WAFER,LEVER HANDLE,CI BODY,EPOXY CTD DI DISC,200 WOG,EPDM LINER,EPOXY CTD BODY | 883.1 | 10.32 | 1 | 697988645554 | 69798864555
BFV722 | 70 | MW228E-A A W | MW228EA | 10 | BUTTERFLY VALVE,WAFER,LEVER HANDLE,CI BODY,EPOXY CTD DI DISC,200 WOG,EPDM LINER,EPOXY CTD BODY | 2873.28 | 55.45 | 1 | 697988382572 | 69798838257
BFV722 | 70 | MW228V A L | MW228V | 3 | BUTTERFLY VALVE,WAFER,LEVER HANDLE,CI BODY,EPOXY CTD DI DISC,200 WOG,VITON LINER | 1098.43 | 12 | 1 | 697988373846 | 69798837384
BFV722 | 71 | MW232B A J | MW232B | 2 | BUTTERFLY VALVE,WAFER,LEVER HANDLE,DI BODY,NCKL PLTD DI DISC,200 WOG,BUNA LINER | 560 | 8.26 | 1 | 697988716636 | 69798871663
BFV722 | 71 | MW232B A K | MW232B | 2 1/2 | BUTTERFLY VALVE,WAFER,LEVER HANDLE,DI BODY,NCKL PLTD DI DISC,200 WOG,BUNA LINER | 560 | 11 | 1 | 697988543614 | 69798854361
BFV722 | 71 | MW232B A L | MW232B | 3 | BUTTERFLY VALVE,WAFER,LEVER HANDLE,DI BODY,NCKL PLTD DI DISC,200 WOG,BUNA LINER | 628.96 | 10.95 | 1 | 697988550124 | 69798855012
BFV722 | 71 | MW232B A N | MW232B | 4 | BUTTERFLY VALVE,WAFER,LEVER HANDLE,DI BODY,NCKL PLTD DI DISC,200 WOG,BUNA LINER | 792.63 | 13.95 | 1 | 697988147546 | 69798814754
BFV722 | 71 | MW232B A R | MW232B | 5 | BUTTERFLY VALVE,WAFER,LEVER HANDLE,DI BODY,NCKL PLTD DI DISC,200 WOG,BUNA LINER | 1064.01 | 19 | 1 | 697988543621 | 69798854362
BFV722 | 71 | MW232B A S | MW232B | 6 | BUTTERFLY VALVE,WAFER,LEVER HANDLE,DI BODY,NCKL PLTD DI DISC,200 WOG,BUNA LINER | 1270.8 | 23 | 1 | 697988147553 | 69798814755
BFV722 | 71 | MW232B A U | MW232B | 8 | BUTTERFLY VALVE,WAFER,LEVER HANDLE,DI BODY,NICKEL PLATED DI DISC,200 WOG,BUNA LINER | 1692.99 | 34.49 | 1 | 697988716643 | 69798871664
BFV722 | 71 | MW232E A J | MW232E | 2 | BUTTERFLY VALVE,WAFER,LEVER HANDLE,DI BODY,NCKL PLTD DI DISC,200 WOG,EPDM LINER | 560 | 10 | 1 | 697988509832 | 69798850983
BFV722 | 71 | MW232E A L | MW232E | 3 | BUTTERFLY VALVE,WAFER,LEVER HANDLE,DI BODY,NCKL PLTD DI DISC,200 WOG,EPDM LINER | 628.96 | 10.112 | 1 | 697988512542 | 69798851254
BFV722 | 71 | MW232E A N | MW232E | 4 | BUTTERFLY VALVE,WAFER,LEVER HANDLE,DI BODY,NCKL PLTD DI DISC,200 WOG,EPDM LINER | 792.63 | 13.026 | 1 | 697988147577 | 69798814757
BFV722 | 71 | MW232E A S | MW232E | 6 | BUTTERFLY VALVE,WAFER,LEVER HANDLE,DI BODY,NCKL PLTD DI DISC,200 WOG,EPDM LINER | 1270.8 | 23 | 1 | 697988570245 | 69798857024
BFV722 | 71 | MW232E A W | MW232E | 10 | BUTTERFLY VALVE,WAFER,LEVER HANDLE,DI BODY,NCKL PLTD DI DISC,200 WOG,EPDM LINER | 2352.09 | 58 | 1 | 697988594074 | 69798859407
BFV722 | 71 | MW232V A L | MW232V | 3 | BUTTERFLY VALVE,WAFER,LEVER HANDLE,DI BODY,NCKL PLTD DI DISC,200 WOG,VITON LINER | 1150.15 | 11.112 | 1 | 697988570818 | 69798857081
BFV722 | 71 | MW232V A N | MW232V | 4 | BUTTERFLY VALVE,WAFER,LEVER HANDLE,DI BODY,NCKL PLTD DI DISC,200 WOG,VITON LINER | 1421.54 | 15 | 1 | 697988576858 | 69798857685
BFV722 | 71 | MW232V A S | MW232V | 6 | BUTTERFLY VALVE,WAFER,LEVER HANDLE,DI BODY,NCKL PLTD DI DISC,200 WOG,VITON LINER | 2209.9 | 23 | 1 | 697988586017 | 69798858601
BFV722 | 71 | MW233B A J | MW233B | 2 | BUTTERFLY VALVE,WAFER,LEVER HANDLE,DI BODY,ALMN/BRNZ DISC,200 WOG,BUNA LINER | 603.09 | 8.16 | 1 | 697988376700 | 69798837670
BFV722 | 71 | MW233B A K | MW233B | 2 1/2 | BUTTERFLY VALVE,WAFER,LEVER HANDLE,DI BODY,ALMN/BRNZ DISC,200 WOG,BUNA LINER | 603.09 | 9.82 | 1 | 697988376717 | 69798837671
BFV722 | 71 | MW233B A L | MW233B | 3 | BUTTERFLY VALVE,WAFER,LEVER HANDLE,DI BODY,ALMN/BRNZ DISC,200 WOG,BUNA LINER | 663.39 | 10.32 | 1 | 697988376724 | 69798837672
BFV722 | 71 | MW233B A N | MW233B | 4 | BUTTERFLY VALVE,WAFER,LEVER HANDLE,DI BODY,ALMN/BRNZ DISC,200 WOG,BUNA LINER | 870.19 | 14 | 1 | 697988147591 | 69798814759
BFV722 | 71 | MW233B A R | MW233B | 5 | BUTTERFLY VALVE,WAFER,LEVER HANDLE,DI BODY,ALMN/BRNZ DISC,200 WOG,BUNA LINER | 1236.3 | 15.6 | 1 | 697988376731 | 69798837673
BFV722 | 71 | MW233B A S | MW233B | 6 | BUTTERFLY VALVE,WAFER,LEVER HANDLE,DI BODY,ALMN/BRNZ DISC,200 WOG,BUNA LINER | 1400.09 | 20.122 | 1 | 697988376748 | 69798837674
BFV722 | 71 | MW233B A U | MW233B | 8 | BUTTERFLY VALVE,WAFER,LEVER HANDLE,DI BODY,ALMN/BRNZ DISC,200 WOG,BUNA LINER | 1994.51 | 35.9 | 1 | 697988376755 | 69798837675
BFV722 | 71 | MW233B A W | MW233B | 10 | BUTTERFLY VALVE,WAFER,LEVER HANDLE,DI BODY,ALMN/BRNZ DISC,200 WOG,BUNA LINER | 2632.06 | 58 | 1 | 697988376762 | 69798837676
BFV722 | 71 | MW233B AWJ | MW233B | 12 | BUTTERFLY VALVE,WAFER,LEVER HANDLE,DI BODY,ALMN/BRNZ DISC,200 WOG,BUNA LINER | 3851.12 | 79.22 | 1 | 697988376779 | 69798837677
BFV722 | 71 | MW233BS A J | MW233BS | 2 | BUTTERFLY VALVE,WAFER,LEVER HANDLE,DI BODY,ALMN/BRNZ DISC,200 WOG,BUNA LINER,316 SS STEM | 684.94 | 8.52 | 1 | 697988649477 | 69798864947
BFV722 | 71 | MW233BS A K | MW233BS | 2 1/2 | BUTTERFLY VALVE,WAFER,LEVER HANDLE,DI BODY,ALMN/BRNZ DISC,200 WOG,BUNA LINER,316 SS STEM | 684.94 | 10.14 | 1 | 697988649484 | 69798864948
BFV722 | 71 | MW233BS A L | MW233BS | 3 | BUTTERFLY VALVE,WAFER,LEVER HANDLE,DI BODY,ALMN/BRNZ DISC,200 WOG,BUNA LINER,316 SS STEM | 753.89 | 10.52 | 1 | 697988649491 | 69798864949
BFV722 | 71 | MW233BS A N | MW233BS | 4 | BUTTERFLY VALVE,WAFER,LEVER HANDLE,DI BODY,ALMN/BRNZ DISC,200 WOG,BUNA LINER,316 SS STEM | 977.88 | 13.96 | 1 | 697988646094 | 69798864609
BFV722 | 71 | MW233BS A R | MW233BS | 5 | BUTTERFLY VALVE,WAFER,LEVER HANDLE,DI BODY,ALMN/BRNZ DISC,200 WOG,BUNA LINER,316 SS STEM | 1352.6 | 17.22 | 1 | 697988646155 | 69798864615
BFV722 | 71 | MW233BS A S | MW233BS | 6 | BUTTERFLY VALVE,WAFER,LEVER HANDLE,DI BODY,ALMN/BRNZ DISC,200 WOG,BUNA LINER,316 SS STEM | 1546.59 | 20.122 | 1 | 697988646124 | 69798864612
BFV722 | 71 | MW233BS-A A J | MW233BSA | 2 | BUTTERFLY VALVE,WAFER,LEVER HANDLE,DI BODY,ALMN/BRNZ DISC,200 WOG,BUNA LINER,316 SS STEM,EPOXY CTD | 930.48 | 8.5 | 0 | 697988727175 | 69798872717
BFV722 | 71 | MW233BS-A A K | MW233BSA | 2 1/2 | BUTTERFLY VALVE,WAFER,LEVER HANDLE,DI BODY,ALMN/BRNZ DISC,200 WOG,BUNA LINER,316 SS STEM,EPOXY CTD | 930.48 | 10.2 | 0 | 697988727182 | 69798872718
BFV722 | 71 | MW233BS-A A L | MW233BSA | 3 | BUTTERFLY VALVE,WAFER,LEVER HANDLE,DI BODY,ALMN/BRNZ DISC,200 WOG,BUNA LINER,316 SS STEM,EPOXY CTD | 1059.73 | 10.5 | 0 | 697988727199 | 69798872719
BFV722 | 71 | MW233BS-A A N | MW233BSA | 4 | BUTTERFLY VALVE,WAFER,LEVER HANDLE,DI BODY,ALMN/BRNZ DISC,200 WOG,BUNA LINER,316 SS STEM | 1305.23 | 14 | 0 | 697988727205 | 69798872720
BFV722 | 71 | MW233E A J | MW233E | 2 | BUTTERFLY VALVE,WAFER,LEVER HANDLE,DI BODY,ALMN/BRNZ DISC,200 WOG,EPDM LINER | 603.09 | 8.42 | 1 | 697988500174 | 69798850017
BFV722 | 71 | MW233E A K | MW233E | 2 1/2 | BUTTERFLY VALVE,WAFER,LEVER HANDLE,DI BODY,ALMN/BRNZ DISC,200 WOG,EPDM LINER | 603.09 | 10.2 | 1 | 697988147645 | 69798814764
BFV722 | 71 | MW233E A L | MW233E | 3 | BUTTERFLY VALVE,WAFER,LEVER HANDLE,DI BODY,ALMN/BRNZ DISC,200 WOG,EPDM LINER | 663.39 | 9.786 | 1 | 697988147652 | 69798814765
BFV722 | 71 | MW233E A N | MW233E | 4 | BUTTERFLY VALVE,WAFER,LEVER HANDLE,DI BODY,ALMN/BRNZ DISC,200 WOG,EPDM LINER | 870.19 | 13.68 | 1 | 697988147669 | 69798814766
BFV722 | 71 | MW233E A R | MW233E | 5 | BUTTERFLY VALVE,WAFER,LEVER HANDLE,DI BODY,ALMN/BRNZ DISC,200 WOG,EPDM LINER | 1236.3 | 16.056 | 1 | 697988500167 | 69798850016
BFV722 | 71 | MW233E A S | MW233E | 6 | BUTTERFLY VALVE,WAFER,LEVER HANDLE,DI BODY,ALMN/BRNZ DISC,200 WOG,EPDM LINER | 1400.09 | 19.84 | 1 | 697988147676 | 69798814767
BFV722 | 71 | MW233E A U | MW233E | 8 | BUTTERFLY VALVE,WAFER,LEVER HANDLE,DI BODY,ALMN/BRNZ DISC,200 WOG,EPDM LINER | 1994.51 | 35.86 | 1 | 697988500150 | 69798850015
BFV722 | 71 | MW233E-A A S | MW233EA | 6 | BUTTERFLY VALVE,WAFER,LEVER HANDLE,DI BODY,ALMN/BRNZ DISC,200 WOG,EPDM LINER,EPOXY CTD BODY | 1835.14 | 23 | 1 | 697988586840 | 69798858684
BFV722 | 71 | MW233ES A L | MW233ES | 3 | BUTTERFLY VALVE,WAFER,LEVER OPERATOR,DI BODY,ALMN/BRNZ DISC,200 WOG,EPDM LINER,316 SS STEM | 753.89 | 10 | 1 | 697988594395 | 69798859439
BFV722 | 71 | MW233ES A S | MW233ES | 6 | BUTTERFLY VALVE,WAFER,LEVER HANDLE,DI BODY,ALMN/BRNZ DISC,200 WOG,EPDM LINER,316 SS STEM | 1546.59 | 20.26 | 1 | 697988649989 | 69798864998
BFV722 | 71 | MW233ES-A A J | MW233ESA | 2 | BUTTERFLY VALVE,WAFER,LEVER HANDLE,DI BODY,ALMN/BRNZ DISC,SS STEM,200 WOG,EPDM LINER,EPOXY COATED | 930.48 | 8.5 | 0 | 697988728356 | 69798872835
BFV722 | 71 | MW233ES-A A K | MW233ESA | 2 1/2 | BUTTERFLY VALVE,WAFER,LEVER HANDLE,DI BODY,ALMN/BRNZ DISC,SS STEM,200 WOG,EPDM LINER,EPOXY COATED | 930.48 | 10.2 | 0 | 697988731301 | 69798873130
BFV722 | 71 | MW233ES-A A L | MW233EA | 3 | BUTTERFLY VALVE,WAFER,lEVER OPERATOR,DI BODY,ALMN/BRNZ DISC,200 WOG,EPDM LINER,316 SS STEM,EPOXY CTD | 1059.73 | 10.2 | 0 | 697988727229 | 69798872722
BFV722 | 71 | MW233ES-A A N | MW233ESA | 4 | BUTTERFLY VALVE,WAFER,LEVER HANDLE,DI BODY,ALMN/BRNZ DISC,200 WOG,EPDM LINER,316 SS STEM,EPOXY CTD | 1305.23 | 14 | 0 | 697988727236 | 69798872723
BFV722 | 71 | MW233ES-A A S | MW233ES | 6 | BUTTERFLY VALVE,WAFER,LEVER HANDLE,DI BODY,ALMN/BRNZ DISC,SS STEM,200 WOG,EPDM LINER,EPOXY COATED | 1981.65 | 20.1 | 0 | 697988731318 | 69798873131
BFV722 | 71 | MW233ES-A A U | MW233ESA | 8 | BUTTERFLY VALVE,WAFER,LEVER HANDLE,DI BODY,ALUMINUM BRONZE DISC,SS STEM,200 WOG,EPDM LINER,EPOXY CTD | 2683.7 | 35.9 | 0 | 697988728110 | 69798872811
BFV722 | 71 | MW233NB A J | MW233NB | 2 | BUTTERFLY VALVE,WAFER,LEVER HANDLE,DI BODY,ALMN/BRNZ DISC,200 WOG,BLACK NEOPRENE LINER | 796.98 | 8.4 | 0 | 697988727359 | 69798872735
BFV722 | 71 | MW233V A J | MW233V | 2 | BUTTERFLY VALVE,WAFER,LEVER HANDLE,DI BODY,ALMN/BRNZ DISC,200 WOG,VITON LINER | 1124.31 | 8.228 | 1 | 697988620971 | 69798862097
BFV722 | 71 | MW233V A K | MW233V | 2 1/2 | BUTTERFLY VALVE,WAFER,LEVER HANDLE,DI BODY,ALMN/BRNZ DISC,200 WOG,VITON LINER | 1124.31 | 12.5 | 1 | 697988666542 | 69798866654
BFV722 | 71 | MW233V A L | MW233V | 3 | BUTTERFLY VALVE,WAFER,LEVER HANDLE,DI BODY,ALMN/BRNZ DISC,200 WOG,VITON LINER | 1184.59 | 12 | 1 | 697988393097 | 69798839309
BFV722 | 71 | MW233V A N | MW233V | 4 | BUTTERFLY VALVE,WAFER,LEVER HANDLE,DI BODY,ALMN/BRNZ DISC,200 WOG,VITON LINER | 1499.15 | 13.184 | 1 | 697988527706 | 69798852770
BFV722 | 71 | MW233V A R | MW233V | 5 | BUTTERFLY VALVE,WAFER,LEVER HANDLE,DI BODY,ALMN/BRNZ DISC,200 WOG,VITON LINER | 2153.9 | 17.06 | 1 | 697988668881 | 69798866888
BFV722 | 71 | MW233V A S | MW233V | 6 | BUTTERFLY VALVE,WAFER,LEVER HANDLE,DI BODY,ALMN/BRNZ DISC,200 WOG,VITON LINER | 2339.18 | 20.58 | 1 | 697988666672 | 69798866667
BFV722 | 71 | MW233V A U | MW233V | 8 | BUTTERFLY VALVE,WAFER,LEVER HANDLE,DI BODY,ALMN/BRNZ DISC,200 WOG,VITON LINER | 3635.8 | 34.114 | 1 | 697988668874 | 69798866887
BFV722 | 71 | MW234B A J | MW234B | 2 | BUTTERFLY VALVE,WAFER,LEVER HANDLE,DI BODY,SS DISC,200 WOG,BUNA LINER | 762.52 | 9.35 | 1 | 697988650039 | 69798865003
BFV722 | 71 | MW234B A K | MW234B | 2 1/2 | BUTTERFLY VALVE,WAFER,LEVER HANDLE,DI BODY,SS DISC,200 WOG,BUNA LINER | 762.52 | 12.5 | 1 | 697988650046 | 69798865004
BFV722 | 71 | MW234B A L | MW234B | 3 | BUTTERFLY VALVE,WAFER,LEVER HANDLE,DI BODY,SS DISC,200 WOG,BUNA LINER | 930.48 | 10.44 | 1 | 697988645776 | 69798864577
BFV722 | 71 | MW234B A N | MW234B | 4 | BUTTERFLY VALVE,WAFER,LEVER HANDLE,DI BODY,SS DISC,200 WOG,BUNA LINER | 1176.02 | 15 | 1 | 697988589865 | 69798858986
BFV722 | 71 | MW234B A R | MW234B | 5 | BUTTERFLY VALVE,WAFER,LEVER HANDLE,DI BODY,SS DISC,200 WOG,BUNA LINER | 1593.91 | 17.32 | 1 | 697988650053 | 69798865005
BFV722 | 71 | MW234B A S | MW234B | 6 | BUTTERFLY VALVE,WAFER,LEVER HANDLE,DI BODY,SS DISC,200 WOG,BUNA LINER | 1774.83 | 23 | 1 | 697988512887 | 69798851288
BFV722 | 71 | MW234B A U | MW234B | 8 | BUTTERFLY VALVE,WAFER,LEVER HANDLE,DI BODY,SS DISC,200 WOG,BUNA LINER | 2713.87 | 37.08 | 1 | 697988527225 | 69798852722
BFV722 | 71 | MW234B A W | MW234B | 10 | BUTTERFLY VALVE,WAFER,LEVER HANDLE,DI BODY,SS DISC,200 WOG,BUNA LINER | 4350.81 | 58 | 1 | 697988326620 | 69798832662
BFV722 | 71 | MW234B-A A L | MW234BA | 3 | BUTTERFLY VALVE,WAFER,LEVER HANDLE,DI BODY,SS DISC,200 WOG,BUNA LINER,EPOXY CTD BODY | 1236.36 | 10.44 | 1 | 697988681088 | 69798868108
BFV722 | 71 | MW234E A J | MW234E | 2 | BUTTERFLY VALVE,WAFER,LEVER HANDLE,DI BODY,SS DISC,200 WOG,EPDM LINER | 762.52 | 8.18 | 1 | 697988487789 | 69798848778
BFV722 | 71 | MW234E A K | MW234E | 2 1/2 | BUTTERFLY VALVE,WAFER,LEVER HANDLE,DI BODY,SS DISC,200 WOG,EPDM LINER | 762.52 | 11 | 1 | 697988399228 | 69798839922
BFV722 | 71 | MW234E A L | MW234E | 3 | BUTTERFLY VALVE,WAFER,LEVER HANDLE,DI BODY,SS DISC,200 WOG,EPDM LINER | 930.48 | 10.44 | 1 | 697988399211 | 69798839921
BFV722 | 71 | MW234E A N | MW234E | 4 | BUTTERFLY VALVE,WAFER,LEVER HANDLE,DI BODY,SS DISC,200 WOG,EPDM LINER | 1176.02 | 15 | 1 | 697988399235 | 69798839923
BFV722 | 71 | MW234E A R | MW234E | 5 | BUTTERFLY VALVE,WAFER,LEVER HANDLE,DI BODY,SS DISC,200 WOG,EPDM LINER | 1593.91 | 17.32 | 1 | 697988665996 | 69798866599
BFV722 | 71 | MW234E A S | MW234E | 6 | BUTTERFLY VALVE,WAFER,LEVER HANDLE,DI BODY,SS DISC,200 WOG,EPDM LINER | 1774.83 | 21.8 | 1 | 697988399242 | 69798839924
BFV722 | 71 | MW234E A U | MW234E | 8 | BUTTERFLY VALVE,WAFER,LEVER HANDLE,DI BODY,SS DISC,200 WOG,EPDM LINER | 2713.87 | 17.13 | 1 | 697988487796 | 69798848779
BFV722 | 71 | MW234E A W | MW234E | 10 | BUTTERFLY VALVE,WAFER,LEVER HANDLE,DI BODY,SS DISC,200 WOG,EPDM LINER | 4350.81 | 58 | 1 | 697988487802 | 69798848780
BFV722 | 71 | MW234E AWJ | MW234E | 12 | BUTTERFLY VALVE,WAFER,LEVER HANDLE,DI BODY,SS DISC,200 WOG,EPDM LINER | 5862.88 | 79 | 1 | 697988487819 | 69798848781
BFV722 | 71 | MW234E-A A J | MW234EA | 2 | BUTTERFLY VALVE,WAFER,LEVER HANDLE,DI BODY,SS DISC,200 WOG,EPDM LINER,EPOXY CTD BODY | 1008.09 | 10 | 1 | 697988506817 | 69798850681
BFV722 | 71 | MW234E-A A L | MW234EA | 3 | BUTTERFLY VALVE,WAFER,LEVER HANDLE,DI BODY,SS DISC,200 WOG,EPDM LINER,EPOXY CTD BODY | 1236.36 | 11.236 | 1 | 697988498129 | 69798849812
BFV722 | 71 | MW234E-A A N | MW234EA | 4 | BUTTERFLY VALVE,WAFER,LEVER HANDLE,DI BODY,SS DISC,200 WOG,EPDM LINER,EPOXY CTD BODY | 1503.35 | 17.382 | 1 | 697988498136 | 69798849813
BFV722 | 71 | MW234E-A A S | MW234EA | 6 | BUTTERFLY VALVE,WAFER,LEVER HANDLE,DI BODY,SS DISC,200 WOG,EPDM LINER,EPOXY CTD BODY | 2209.9 | 25.83 | 1 | 697988498143 | 69798849814
BFV722 | 71 | MW234E-A A U | MW234EA | 8 | BUTTERFLY VALVE,WAFER,LEVER HANDLE,DI BODY,SS DISC,200 WOG,EPDM LINER | 3196.3 | 39 | 1 | 697988715189 | 69798871518
BFV722 | 71 | MW234E-DA A N | MW234EDA | 4 | BUTTERFLY VALVE,WAFER,LEVER HANDLE,DI BODY,SS DISC,200 WOG,EPDM LINER,DRY ASSEMBLED | 1176.02 | 15 | 1 | 697988716834 | 69798871683
BFV722 | 71 | MW234NB A L | MW234NB | 3 | BUTTERFLY VALVE,WAFER,LEVER HANDLE,DI BODY,SS DISC,200 WOG,BLACK NEOPRENE LINER | 1124.37 | 10.75 | 1 | 697988505421 | 69798850542
BFV722 | 71 | MW234NB A N | MW234NB | 4 | BUTTERFLY VALVE,WAFER,LEVER HANDLE,DI BODY,SS DISC,200 WOG,BLACK NEOPRENE LINER | 1369.87 | 15 | 1 | 697988505438 | 69798850543
BFV722 | 71 | MW234NB A S | MW234NB | 6 | BUTTERFLY VALVE,WAFER,LEVER HANDLE,DI BODY,SS DISC,200 WOG,BLACK NEOPRENE LINER | 2033.28 | 23 | 1 | 697988541252 | 69798854125
BFV722 | 71 | MW234NB A U | MW234NB | 8 | BUTTERFLY VALVE,WAFER,LEVER HANDLE,DI BODY,SS DISC,200 WOG,BLACK NEOPRENE LINER | 3256.63 | 39 | 1 | 697988541269 | 69798854126
BFV722 | 71 | MW234NB-A A J | MW234NBA | 2 | BUTTERFLY VALVE,WAFER,LEVER HANDLE,DI BODY,SS DISC,200 WOG,BLACK NEOPRENE LINER,EPOXY CTD BODY | 1201.96 | 0 | 0 | 697988732643 | 69798873264
BFV722 | 71 | MW234T A L | MW234T | 3 | BUTTERFLY VALVE,WAFER,LEVER HANDLE,DI BODY,SS DISC,200 WOG,TEFLON LINER | 2614.85 | 11 | 1 | 697988717961 | 69798871796
BFV722 | 71 | MW234T A N | MW234T | 4 | BUTTERFLY VALVE,WAFER,LEVER HANDLE,DI BODY,SS DISC,200 WOG,TEFLON LINER | 3123.13 | 10.85 | 1 | 697988717978 | 69798871797
BFV722 | 71 | MW234T A S | MW234T | 6 | BUTTERFLY VALVE,WAFER,LEVER HANDLE,DI BODY,SS DISC,200 WOG,TEFLON LINER | 4363.79 | 0 | 0 | 697988741096 | 69798874109
BFV722 | 71 | MW234V A J | MW234V | 2 | BUTTERFLY VALVE,WAFER,LEVER HANDLE,DI BODY,SS DISC,200 WOG,VITON LINER | 1283.71 | 8.6 | 1 | 697988568969 | 69798856896
BFV722 | 71 | MW234V A K | MW234V | 2 1/2 | BUTTERFLY VALVE,WAFER,LEVER HANDLE,DI BODY,SS DISC,200 WOG,VITON LINER | 1283.71 | 9.42 | 1 | 697988568976 | 69798856897
BFV722 | 71 | MW234V A L | MW234V | 3 | BUTTERFLY VALVE,WAFER,LEVER HANDLE,DI BODY,SS DISC,200 WOG,VITON LINER | 1451.72 | 10.75 | 1 | 697988568938 | 69798856893
BFV722 | 71 | MW234V A N | MW234V | 4 | BUTTERFLY VALVE,WAFER,LEVER HANDLE,DI BODY,SS DISC,200 WOG,VITON LINER | 1804.97 | 9.42 | 1 | 697988568983 | 69798856898
BFV722 | 71 | MW234V A R | MW234V | 5 | BUTTERFLY VALVE,WAFER,LEVER HANDLE,DI BODY,SS DISC,200 WOG,VITON LINER | 2511.48 | 9.42 | 1 | 697988568990 | 69798856899
BFV722 | 71 | MW234V A S | MW234V | 6 | BUTTERFLY VALVE,WAFER,LEVER HANDLE,DI BODY,SS DISC,200 WOG,VITON LINER | 2713.93 | 21.56 | 1 | 697988569003 | 69798856900
BFV722 | 71 | MW234V A U | MW234V | 8 | BUTTERFLY VALVE,WAFER,LEVER HANDLE,DI BODY,SS DISC,200 WOG,VITON LINER | 4355.15 | 9.42 | 1 | 697988569010 | 69798856901
BFV722 | 71 | MW234V A W | MW234V | 10 | BUTTERFLY VALVE,WAFER,LEVER HANDLE,DI BODY,SS DISC,200 WOG,VITON LINER | 6263.5 | 9.42 | 1 | 697988569027 | 69798856902
BFV722 | 71 | MW234V AWJ | MW234V | 12 | BUTTERFLY VALVE,WAFER,LEVER HANDLE,DI BODY,SS DISC,200 WOG,VITON LINER | 8240.84 | 9.42 | 1 | 697988569034 | 69798856903
BFV722 | 70 | MW237E A N | MW237E | 4 | BUTTERFLY VALVE,WAFER,LEVER HANDLE,DI BODY,NYLON CTD DI DISC,200 WOG,EPDM LINER | 891.73 | 9.42 | 1 | 697988682849 | 69798868284
BFV722 | 71 | MW238V-A A N | MW238VA | 4 | BUTTERFLY VALVE,WAFER,LEVER HANDLE,DI BODY,EPOXY CTD DI DISC,200 WOG,VITON LINER,EPOXY CTD BODY | 1830.7 | 13.096 | 1 | 697988626003 | 69798862600
BFV722 | 71 | MW239BSA A N | MW239BSA | 4 | BUTTERFLY VALVE,WAFER,LVR HNDL,DI BODY,NYLON CTD ALMN/BRNZ DISC,200 WOG,BUNA LINER,SS STEM,EPOXY CTD | 1404.32 | 15 | 1 | 697988592353 | 69798859235
BFV722 | 71 | MW239BSA A S | MW239BSA | 6 | BUTTERFLY VALVE,WAFER,LVR HNDL,DI BODY,NYLON CTD ALMN/BRNZ DISC,200 WOG,BUNA LINER,SS STEM,EPOXY CTD | 2141.02 | 21.8 | 1 | 697988592360 | 69798859236
BFV722 | 70 | MW322B A J | MW322B | 2 | BUTTERFLY VALVE,WAFER,GEAR OPERATOR,CI BODY,NCKL PLTD DI DISC,200 WOG,BUNA LINER | 999.39 | 12 | 1 | 697988147706 | 69798814770
BFV722 | 70 | MW322B A K | MW322B | 2 1/2 | BUTTERFLY VALVE,WAFER,GEAR OPERATOR,CI BODY,NCKL PLTD DI DISC,200 WOG,BUNA LINER | 999.39 | 13 | 1 | 697988147713 | 69798814771
BFV722 | 70 | MW322B A L | MW322B | 3 | BUTTERFLY VALVE,WAFER,GEAR OPERATOR,CI BODY,NCKL PLTD DI DISC,200 WOG,BUNA LINER | 1038.16 | 15.6 | 1 | 697988147720 | 69798814772
BFV722 | 70 | MW322B A N | MW322B | 4 | BUTTERFLY VALVE,WAFER,GEAR OPERATOR,CI BODY,NCKL PLTD DI DISC,200 WOG,BUNA LINER | 1184.6 | 17 | 1 | 697988147737 | 69798814773
BFV722 | 70 | MW322B A R | MW322B | 5 | BUTTERFLY VALVE,WAFER,GEAR OPERATOR,CI BODY,NCKL PLTD DI DISC,200 WOG,BUNA LINER | 1395.76 | 20 | 1 | 697988147744 | 69798814774
BFV722 | 70 | MW322B A S | MW322B | 6 | BUTTERFLY VALVE,WAFER,GEAR OPERATOR,CI BODY,NCKL PLTD DI DISC,200 WOG,BUNA LINER | 1598.18 | 28.5 | 1 | 697988147751 | 69798814775
BFV722 | 70 | MW322B A U | MW322B | 8 | BUTTERFLY VALVE,WAFER,GEAR OPERATOR,CI BODY,NCKL PLTD DI DISC,200 WOG,BUNA LINER | 2084.99 | 42.66 | 1 | 697988147768 | 69798814776
BFV722 | 70 | MW322B A W | MW322B | 10 | BUTTERFLY VALVE,WAFER,GEAR OPERATOR,CI BODY,NCKL PLTD DI DISC,200 WOG,BUNA LINER | 2662.21 | 58.42 | 1 | 697988147775 | 69798814777
BFV722 | 70 | MW322B AWJ | MW322B | 12 | BUTTERFLY VALVE,WAFER,GEAR OPERATOR,CI BODY,NCKL PLTD DI DISC,200 WOG,BUNA LINER | 3321.33 | 87.28 | 1 | 697988147782 | 69798814778
BFV722 | 77 | MW322B A14 | MW322B | 14 | BUTTERFLY VALVE,WAFER,GEAR OPERATOR,CI BODY,NCKL PLTD DI DISC,150 WOG,BUNA LINER | 4297 | 180 | 1 | 697988147799 | 69798814779
BFV722 | 77 | MW322B A16 | MW322B | 16 | BUTTERFLY VALVE,WAFER,GEAR OPERATOR,CI BODY,NCKL PLTD DI DISC,150 WOG,BUNA LINER | 6547.83 | 230 | 1 | 697988147805 | 69798814780
BFV722 | 77 | MW322B A18 | MW322B | 18 | BUTTERFLY VALVE,WAFER,GEAR OPERATOR,CI BODY,NCKL PLTD DI DISC,150 WOG,BUNA LINER | 8184.78 | 274 | 1 | 697988147812 | 69798814781
BFV722 | 77 | MW322B A20 | MW322B | 20 | BUTTERFLY VALVE,WAFER,GEAR OPERATOR,CI BODY,NCKL PLTD DI DISC,150 WOG,BUNA LINER | 10435.61 | 380 | 1 | 697988147829 | 69798814782
BFV722 | 77 | MW322B A24 | MW322B | 24 | BUTTERFLY VALVE,WAFER,GEAR OPERATOR,CI BODY,NCKL PLTD DI DISC,150 WOG,BUNA LINER | 16701.07 | 640 | 1 | 697988147836 | 69798814783
BFV722 | 70 | MW322E A J | MW322E | 2 | BUTTERFLY VALVE,WAFER,GEAR OPERATOR,CI BODY,NCKL PLTD DI DISC,200 WOG,EPDM LINER | 999.39 | 12 | 1 | 697988147867 | 69798814786
BFV722 | 70 | MW322E A K | MW322E | 2 1/2 | BUTTERFLY VALVE,WAFER,GEAR OPERATOR,CI BODY,NCKL PLTD DI DISC,200 WOG,EPDM LINER | 999.39 | 13 | 1 | 697988147874 | 69798814787
BFV722 | 70 | MW322E A L | MW322E | 3 | BUTTERFLY VALVE,WAFER,GEAR OPERATOR,CI BODY,NCKL PLTD DI DISC,200 WOG,EPDM LINER | 1038.16 | 15.5 | 1 | 697988147881 | 69798814788
BFV722 | 70 | MW322E A N | MW322E | 4 | BUTTERFLY VALVE,WAFER,GEAR OPERATOR,CI BODY,NCKL PLTD DI DISC,200 WOG,EPDM LINER | 1184.6 | 17 | 1 | 697988147898 | 69798814789
BFV722 | 70 | MW322E A R | MW322E | 5 | BUTTERFLY VALVE,WAFER,GEAR OPERATOR,CI BODY,NCKL PLTD DI DISC,200 WOG,EPDM LINER | 1395.76 | 20 | 1 | 697988147904 | 69798814790
BFV722 | 70 | MW322E A S | MW322E | 6 | BUTTERFLY VALVE,WAFER,GEAR OPERATOR,CI BODY,NCKL PLTD DI DISC,200 WOG,EPDM LINER | 1598.18 | 27.76 | 1 | 697988147911 | 69798814791
BFV722 | 70 | MW322E A U | MW322E | 8 | BUTTERFLY VALVE,WAFER,GEAR OPERATOR,CI BODY,NCKL PLTD DI DISC,200 WOG,EPDM LINER | 2084.99 | 42.85 | 1 | 697988147928 | 69798814792
BFV722 | 70 | MW322E A W | MW322E | 10 | BUTTERFLY VALVE,WAFER,GEAR OPERATOR,CI BODY,NCKL PLTD DI DISC,200 WOG,EPDM LINER | 2662.21 | 69.62 | 1 | 697988147935 | 69798814793
BFV722 | 70 | MW322E AWJ | MW322E | 12 | BUTTERFLY VALVE,WAFER,GEAR OPERATOR,CI BODY,NCKL PLTD DI DISC,200 WOG,EPDM LINER | 3321.33 | 81 | 1 | 697988147942 | 69798814794
BFV722 | 77 | MW322E A14 | MW322E | 14 | BUTTERFLY VALVE,WAFER,GEAR OPERATOR,CI BODY,NCKL PLTD DI DISC,150 WOG,EPDM LINER | 4297 | 151 | 1 | 697988147959 | 69798814795
BFV722 | 77 | MW322E A16 | MW322E | 16 | BUTTERFLY VALVE,WAFER,GEAR OPERATOR,CI BODY,NCKL PLTD DI DISC,150 WOG,EPDM LINER | 6547.83 | 230 | 1 | 697988147966 | 69798814796
BFV722 | 77 | MW322E A18 | MW322E | 18 | BUTTERFLY VALVE,WAFER,GEAR OPERATOR,CI BODY,NCKL PLTD DI DISC,150 WOG,EPDM LINER | 8184.78 | 300 | 1 | 697988147973 | 69798814797
BFV722 | 77 | MW322E A20 | MW322E | 20 | BUTTERFLY VALVE,WAFER,GEAR OPERATOR,CI BODY,NCKL PLTD DI DISC,150 WOG,EPDM LINER | 10435.61 | 344 | 1 | 697988147980 | 69798814798
BFV722 | 77 | MW322E A24 | MW322E | 24 | BUTTERFLY VALVE,WAFER,GEAR OPERATOR,CI BODY,NCKL PLTD DI DISC,150 WOG,EPDM LINER | 16701.07 | 640 | 1 | 697988147997 | 69798814799
BFV722 | 70 | MW322V A K | MW322V | 2 1/2 | BUTTERFLY VALVE,WAFER,GEAR OPERATOR,CI BODY,NCKL PLTD DI DISC,200 WOG,VITON LINER | 1520.59 | 13 | 1 | 697988492233 | 69798849223
BFV722 | 70 | MW322V A L | MW322V | 3 | BUTTERFLY VALVE,WAFER,GEAR OPERATOR,CI BODY,NCKL PLTD DI DISC,200 WOG,VITON LINER | 1559.37 | 15.65 | 1 | 697988492240 | 69798849224
BFV722 | 70 | MW322V A N | MW322V | 4 | BUTTERFLY VALVE,WAFER,GEAR OPERATOR,CI BODY,NCKL PLTD DI DISC,200 WOG,VITON LINER | 1813.57 | 18.1 | 1 | 697988148093 | 69798814809
BFV722 | 70 | MW322V A R | MW322V | 5 | BUTTERFLY VALVE,WAFER,GEAR OPERATOR,CI BODY,NCKL PLTD DI DISC,200 WOG,VITON LINER | 2313.32 | 20 | 1 | 697988148109 | 69798814810
BFV722 | 70 | MW322V A S | MW322V | 6 | BUTTERFLY VALVE,WAFER,GEAR OPERATOR,CI BODY,NCKL PLTD DI DISC,200 WOG,VITON LINER | 2537.28 | 28.34 | 1 | 697988148116 | 69798814811
BFV722 | 70 | MW322V A U | MW322V | 8 | BUTTERFLY VALVE,WAFER,GEAR OPERATOR,CI BODY,NCKL PLTD DI DISC,200 WOG,VITON LINER | 3726.27 | 51.05 | 1 | 697988148123 | 69798814812
BFV722 | 70 | MW322V A W | MW322V | 10 | BUTTERFLY VALVE,WAFER,GEAR OPERATOR,CI BODY,NCKL PLTD DI DISC,200 WOG,VITON LINER | 4574.89 | 60 | 1 | 697988540439 | 69798854043
BFV722 | 70 | MW322V AWJ | MW322V | 12 | BUTTERFLY VALVE,WAFER,GEAR OPERATOR,CI BODY,NCKL PLTD DI DISC,200 WOG,VITON LINER | 5699.28 | 81 | 1 | 697988371569 | 69798837156
BFV722 | 77 | MW322V A18 | MW322V | 18 | BUTTERFLY VALVE,WAFER,GEAR OPERATOR,CI BODY,NCKL PLTD DI DISC,150 WOG,VITON LINER | 14331.54 | 300 | 1 | 697988148130 | 69798814813
BFV722 | 70 | MW323B A J | MW323B | 2 | BUTTERFLY VALVE,WAFER,GEAR OPERATOR,CI BODY,ALMN/BRNZ DISC,200 WOG,BUNA LINER | 1068.36 | 12.2 | 1 | 697988148147 | 69798814814
BFV722 | 70 | MW323B A K | MW323B | 2 1/2 | BUTTERFLY VALVE,WAFER,GEAR OPERATOR,CI BODY,ALMN/BRNZ DISC,200 WOG,BUNA LINER | 1068.36 | 13 | 1 | 697988148154 | 69798814815
BFV722 | 70 | MW323B A L | MW323B | 3 | BUTTERFLY VALVE,WAFER,GEAR OPERATOR,CI BODY,ALMN/BRNZ DISC,200 WOG,BUNA LINER | 1081.27 | 15.4 | 1 | 697988148161 | 69798814816
BFV722 | 70 | MW323B A N | MW323B | 4 | BUTTERFLY VALVE,WAFER,GEAR OPERATOR,CI BODY,ALMN/BRNZ DISC,200 WOG,BUNA LINER | 1257.87 | 14.15 | 1 | 697988148178 | 69798814817
BFV722 | 70 | MW323B A R | MW323B | 5 | BUTTERFLY VALVE,WAFER,GEAR OPERATOR,CI BODY,ALMN/BRNZ DISC,200 WOG,BUNA LINER | 1520.68 | 20 | 1 | 697988148185 | 69798814818
BFV722 | 70 | MW323B A S | MW323B | 6 | BUTTERFLY VALVE,WAFER,GEAR OPERATOR,CI BODY,ALMN/BRNZ DISC,200 WOG,BUNA LINER | 1718.85 | 27.474 | 1 | 697988148192 | 69798814819
BFV722 | 70 | MW323B A U | MW323B | 8 | BUTTERFLY VALVE,WAFER,GEAR OPERATOR,CI BODY,ALMN/BRNZ DISC,200 WOG,BUNA LINER | 2373.6 | 40 | 1 | 697988148208 | 69798814820
BFV722 | 70 | MW323B A W | MW323B | 10 | BUTTERFLY VALVE,WAFER,GEAR OPERATOR,CI BODY,ALMN/BRNZ DISC,200 WOG,BUNA LINER | 2925.01 | 59.95 | 1 | 697988148215 | 69798814821
BFV722 | 70 | MW323B AWJ | MW323B | 12 | BUTTERFLY VALVE,WAFER,GEAR OPERATOR,CI BODY,ALMN/BRNZ DISC,200 WOG,BUNA LINER | 4057.86 | 88 | 1 | 697988148222 | 69798814822
BFV722 | 77 | MW323B A14 | MW323B | 14 | BUTTERFLY VALVE,WAFER,GEAR OPERATOR,CI BODY,ALMN/BRNZ DISC,150 WOG,BUNA LINER | 5606.56 | 143 | 1 | 697988148239 | 69798814823
BFV722 | 77 | MW323B A16 | MW323B | 16 | BUTTERFLY VALVE,WAFER,GEAR OPERATOR,CI BODY,ALMN/BRNZ DISC,150 WOG,BUNA LINER | 8225.67 | 230 | 1 | 697988148246 | 69798814824
BFV722 | 77 | MW323B A18 | MW323B | 18 | BUTTERFLY VALVE,WAFER,GEAR OPERATOR,CI BODY,ALMN/BRNZ DISC,150 WOG,BUNA LINER | 10190.07 | 275 | 1 | 697988148253 | 69798814825
BFV722 | 77 | MW323B A20 | MW323B | 20 | BUTTERFLY VALVE,WAFER,GEAR OPERATOR,CI BODY,ALMN/BRNZ DISC,150 WOG,BUNA LINER | 12891.02 | 380 | 1 | 697988148260 | 69798814826
BFV722 | 77 | MW323B A24 | MW323B | 24 | BUTTERFLY VALVE,WAFER,GEAR OPERATOR,CI BODY,ALMN/BRNZ DISC,150 WOG,BUNA LINER | 20011.82 | 640 | 1 | 697988148277 | 69798814827
BFV722 | 70 | MW323B-A A J | MW323BA | 2 | BUTTERFLY VALVE,WAFER,GEAR OPERATOR,CI BODY,ALMN/BRNZ DISC,200 WOG,BUNA LINER,EPOXY CTD BODY | 1313.89 | 12 | 1 | 697988594159 | 69798859415
BFV722 | 70 | MW323B-A A L | MW323BA | 3 | BUTTERFLY VALVE,WAFER,GEAR OPERATOR,CI BODY,ALMN/BRNZ DISC,200 WOG,BUNA LINER,EPOXY CTD BODY | 1387.12 | 14 | 1 | 697988594166 | 69798859416
BFV722 | 70 | MW323B-A A N | MW323EA | 4 | BUTTERFLY VALVE,WAFER,GEAR OPERATOR,CI BODY,ALMN/BRNZ DISC,200 WOG,BUNA LINER,EPOXY CTD BODY | 1585.22 | 17 | 1 | 697988594173 | 69798859417
BFV722 | 70 | MW323B-A A S | MW323BA | 6 | BUTTERFLY VALVE,WAFER,GEAR OPERATOR,CI BODY,ALMN/BRNZ DISC,200 WOG,BUNA LINER,EPOXY CTD BODY | 2153.93 | 22.3 | 1 | 697988592568 | 69798859256
BFV722 | 70 | MW323B-A A U | MW323BA | 8 | BUTTERFLY VALVE,WAFER,GEAR OPERATOR,CI BODY,ALMN/BRNZ DISC,200 WOG,BUNA LINER,EPOXY CTD BODY | 2856.01 | 41.62 | 1 | 697988592575 | 69798859257
BFV722 | 70 | MW323B-A A W | MW323BA | 10 | BUTTERFLY VALVE,WAFER,GEAR OPERATOR,CI BODY,ALMN/BRNZ DISC,200 WOG,BUNA LINER,EPOXY CTD BODY | 3510.87 | 88 | 1 | 697988594203 | 69798859420
BFV722 | 70 | MW323B-A AWJ | MW323BA | 12 | BUTTERFLY VALVE,WAFER,GEAR OPERATOR,CI BODY,ALMN/BRNZ DISC,200 WOG,BUNA LINER,EPOXY CTD BODY | 4863.39 | 81 | 1 | 697988594180 | 69798859418
BFV722 | 77 | MW323B-A A14 | MW323BA | 14 | BUTTERFLY VALVE,WAFER,GEAR OPERATOR,CI BODY,ALMN/BRNZ DISC,150 WOG,BUNA LINER,EPOXY CTD BODY | 6583.81 | 143 | 1 | 697988657700 | 69798865770
BFV722 | 77 | MW323B-A A16 | MW323BA | 16 | BUTTERFLY VALVE,WAFER,GEAR OPERATOR,CI BODY,ALMN/BRNZ DISC,150 WOG,BUNA LINER,EPOXY CTD BODY | 9202.87 | 230 | 1 | 697988592582 | 69798859258
BFV722 | 70 | MW323E A J | MW323E | 2 | BUTTERFLY VALVE,WAFER,GEAR OPERATOR,CI BODY,ALMN/BRNZ DISC,200 WOG,EPDM LINER | 1068.36 | 16.4 | 1 | 697988148451 | 69798814845
BFV722 | 70 | MW323E A K | MW323E | 2 1/2 | BUTTERFLY VALVE,WAFER,GEAR OPERATOR,CI BODY,ALMN/BRNZ DISC,200 WOG,EPDM LINER | 1068.36 | 13 | 1 | 697988148468 | 69798814846
BFV722 | 70 | MW323E A L | MW323E | 3 | BUTTERFLY VALVE,WAFER,GEAR OPERATOR,CI BODY,ALMN/BRNZ DISC,200 WOG,EPDM LINER | 1081.27 | 18.06 | 1 | 697988148475 | 69798814847
BFV722 | 70 | MW323E A N | MW323E | 4 | BUTTERFLY VALVE,WAFER,GEAR OPERATOR,CI BODY,ALMN/BRNZ DISC,200 WOG,EPDM LINER | 1257.87 | 19.64 | 1 | 697988148482 | 69798814848
BFV722 | 70 | MW323E A R | MW323E | 5 | BUTTERFLY VALVE,WAFER,GEAR OPERATOR,CI BODY,ALMN/BRNZ DISC,200 WOG,EPDM LINER | 1520.68 | 19.95 | 1 | 697988148499 | 69798814849
BFV722 | 70 | MW323E A S | MW323E | 6 | BUTTERFLY VALVE,WAFER,GEAR OPERATOR,CI BODY,ALMN/BRNZ DISC,200 WOG,EPDM LINER | 1718.85 | 27.486 | 1 | 697988148505 | 69798814850
BFV722 | 70 | MW323E A U | MW323E | 8 | BUTTERFLY VALVE,WAFER,GEAR OPERATOR,CI BODY,ALMN/BRNZ DISC,200 WOG,EPDM LINER | 2373.6 | 51.24 | 1 | 697988148512 | 69798814851
BFV722 | 70 | MW323E A W | MW323E | 10 | BUTTERFLY VALVE,WAFER,GEAR OPERATOR,CI BODY,ALMN/BRNZ DISC,200 WOG,EPDM LINER | 2925.01 | 60 | 1 | 697988148529 | 69798814852
BFV722 | 70 | MW323E AWJ | MW323E | 12 | BUTTERFLY VALVE,WAFER,GEAR OPERATOR,CI BODY,ALMN/BRNZ DISC,200 WOG,EPDM LINER | 4057.86 | 78 | 1 | 697988148536 | 69798814853
BFV722 | 77 | MW323E A14 | MW323E | 14 | BUTTERFLY VALVE,WAFER,GEAR OPERATOR,CI BODY,ALMN/BRNZ DISC,150 WOG,EPDM LINER | 5606.56 | 157 | 1 | 697988148543 | 69798814854
BFV722 | 77 | MW323E A16 | MW323E | 16 | BUTTERFLY VALVE,WAFER,GEAR OPERATOR,CI BODY,ALMN/BRNZ DISC,150 WOG,EPDM LINER | 8225.67 | 184 | 1 | 697988148550 | 69798814855
BFV722 | 77 | MW323E A18 | MW323E | 18 | BUTTERFLY VALVE,WAFER,GEAR OPERATOR,CI BODY,ALMN/BRNZ DISC,150 WOG,EPDM LINER | 10190.07 | 289 | 1 | 697988148567 | 69798814856
BFV722 | 77 | MW323E A20 | MW323E | 20 | BUTTERFLY VALVE,WAFER,GEAR OPERATOR,CI BODY,ALMN/BRNZ DISC,150 WOG,EPDM LINER | 12891.02 | 337 | 1 | 697988148574 | 69798814857
BFV722 | 77 | MW323E A24 | MW323E | 24 | BUTTERFLY VALVE,WAFER,GEAR OPERATOR,CI BODY,ALMN/BRNZ DISC,150 WOG,EPDM LINER | 20011.82 | 536 | 1 | 697988148581 | 69798814858
BFV722 | 70 | MW323E-A A J | MW323EA | 2 | BUTTERFLY VALVE,WAFER,GEAR OPERATOR,CI BODY,ALMN/BRNZ DISC,200 WOG,EPDM LINER,EPOXY CTD BODY | 1313.89 | 11.34 | 1 | 697988587410 | 69798858741
BFV722 | 70 | MW323E-A A K | MW323EA | 2 1/2 | BUTTERFLY VALVE,WAFER,GEAR OPERATOR,CI BODY,ALMN/BRNZ DISC,200 WOG,EPDM LINER,EPOXY CTD BODY | 1313.89 | 13 | 1 | 697988587427 | 69798858742
BFV722 | 70 | MW323E-A A N | MW323EA | 4 | BUTTERFLY VALVE,WAFER,GEAR OPERATOR,CI BODY,ALMN/BRNZ DISC,200 WOG,EPDM LINER,EPOXY CTD BODY | 1585.22 | 16 | 1 | 697988587434 | 69798858743
BFV722 | 70 | MW323E-A A S | MW323EA | 6 | BUTTERFLY VALVE,WAFER,GEAR OPERATOR,CI BODY,ALMN/BRNZ DISC,200 WOG,EPDM LINER,EPOXY CTD BODY | 2153.93 | 24 | 1 | 697988587441 | 69798858744
BFV722 | 70 | MW323E-A A U | MW323EA | 8 | BUTTERFLY VALVE,WAFER,GEAR OPERATOR,CI BODY,ALMN/BRNZ DISC,200 WOG,EPDM LINER,EPOXY CTD BODY | 2856.01 | 43.5 | 1 | 697988399624 | 69798839962
BFV722 | 70 | MW323E-A A W | MW323EA | 10 | BUTTERFLY VALVE,WAFER,GEAR OPERATOR,CI BODY,ALMN/BRNZ DISC,200 WOG,EPDM LINER,EPOXY CTD BODY | 3510.86 | 88 | 1 | 697988399631 | 69798839963
BFV722 | 70 | MW323E-A AWJ | MW323EA | 12 | BUTTERFLY VALVE,WAFER,GEAR OPERATOR,CI BODY,ALMN/BRNZ DISC,200 WOG,EPDM LINER,EPOXY CTD BODY | 4863.39 | 78 | 1 | 697988399648 | 69798839964
BFV722 | 70 | MW323ES A J | MW323ES | 2 | BUTTERFLY VALVE,WAFER,GEAR OPERATOR,CI BODY,ALMN/BRNZ DISC,200 WOG,EPDM LINER,316 SS STEM | 1150.18 | 13.4 | 1 | 697988378223 | 69798837822
BFV722 | 70 | MW323ES A L | MW323ES | 3 | BUTTERFLY VALVE,WAFER,GEAR OPERATOR,CI BODY,ALMN/BRNZ DISC,200 WOG,EPDM LINER,316 SS STEM | 1171.78 | 14 | 1 | 697988378247 | 69798837824
BFV722 | 77 | MW323ES A20 | MW323ES | 20 | BUTTERFLY VALVE,WAFER,GEAR OPERATOR,CI BODY,ALMN/BRNZ DISC,150 WOG,EPDM LINER,316 SS STEM | 15096.6 | 380 | 1 | 697988627680 | 69798862768
BFV722 | 77 | MW323V A18 | MW323V | 18 | BUTTERFLY VALVE,WAFER,GEAR OPERATOR,CI BODY,ALMN/BRNZ DISC,200 WOG,VITON LINER | 16336.8 | 300 | 1 | 697988537088 | 69798853708
BFV722 | 70 | MW324B A J | MW324B | 2 | BUTTERFLY VALVE,WAFER,GEAR OPERATOR,CI BODY,SS DISC,200 WOG,BUNA LINER | 1188.94 | 12 | 1 | 697988148758 | 69798814875
BFV722 | 70 | MW324B A K | MW324B | 2 1/2 | BUTTERFLY VALVE,WAFER,GEAR OPERATOR,CI BODY,SS DISC,200 WOG,BUNA LINER | 1188.94 | 13 | 1 | 697988148765 | 69798814876
BFV722 | 70 | MW324B A L | MW324B | 3 | BUTTERFLY VALVE,WAFER,GEAR OPERATOR,CI BODY,SS DISC,200 WOG,BUNA LINER | 1331.09 | 14 | 1 | 697988148772 | 69798814877
BFV722 | 70 | MW324B A N | MW324B | 4 | BUTTERFLY VALVE,WAFER,GEAR OPERATOR,CI BODY,SS DISC,200 WOG,BUNA LINER | 1550.82 | 19.56 | 1 | 697988148789 | 69798814878
BFV722 | 70 | MW324B A R | MW324B | 5 | BUTTERFLY VALVE,WAFER,GEAR OPERATOR,CI BODY,SS DISC,200 WOG,BUNA LINER | 1882.46 | 23.066 | 1 | 697988148796 | 69798814879
BFV722 | 70 | MW324B A S | MW324B | 6 | BUTTERFLY VALVE,WAFER,GEAR OPERATOR,CI BODY,SS DISC,200 WOG,BUNA LINER | 2067.79 | 27.372 | 1 | 697988148802 | 69798814880
BFV722 | 70 | MW324B A U | MW324B | 8 | BUTTERFLY VALVE,WAFER,GEAR OPERATOR,CI BODY,SS DISC,200 WOG,BUNA LINER | 3105.87 | 45.2 | 1 | 697988148819 | 69798814881
BFV722 | 70 | MW324B A W | MW324B | 10 | BUTTERFLY VALVE,WAFER,GEAR OPERATOR,CI BODY,SS DISC,200 WOG,BUNA LINER | 4639.45 | 60 | 1 | 697988148826 | 69798814882
BFV722 | 70 | MW324B AWJ | MW324B | 12 | BUTTERFLY VALVE,WAFER,GEAR OPERATOR,CI BODY,SS DISC,200 WOG,BUNA LINER | 6078.29 | 83 | 1 | 697988148833 | 69798814883
BFV722 | 77 | MW324B A14 | MW324B | 14 | BUTTERFLY VALVE,WAFER,GEAR OPERATOR,CI BODY,SS DISC,150 WOG,BUNA LINER | 6506.86 | 139 | 1 | 697988148840 | 69798814884
BFV722 | 77 | MW324B A16 | MW324B | 16 | BUTTERFLY VALVE,WAFER,GEAR OPERATOR,CI BODY,SS DISC,150 WOG,BUNA LINER | 9330.67 | 230 | 1 | 697988148857 | 69798814885
BFV722 | 77 | MW324B A18 | MW324B | 18 | BUTTERFLY VALVE,WAFER,GEAR OPERATOR,CI BODY,SS DISC,150 WOG,BUNA LINER | 12113.48 | 300 | 1 | 697988148864 | 69798814886
BFV722 | 77 | MW324B A20 | MW324B | 20 | BUTTERFLY VALVE,WAFER,GEAR OPERATOR,CI BODY,SS DISC,150 WOG,BUNA LINER | 17290.39 | 380 | 1 | 697988148871 | 69798814887
BFV722 | 77 | MW324B A24 | MW324B | 24 | BUTTERFLY VALVE,WAFER,GEAR OPERATOR,CI BODY,SS DISC,150 WOG,BUNA LINER | 26436.85 | 640 | 1 | 697988148888 | 69798814888
BFV722 | 70 | MW324E A J | MW324E | 2 | BUTTERFLY VALVE,WAFER,GEAR OPERATOR,CI BODY,SS DISC,200 WOG,EPDM LINER | 1188.94 | 12 | 1 | 697988148901 | 69798814890
BFV722 | 70 | MW324E A K | MW324E | 2 1/2 | BUTTERFLY VALVE,WAFER,GEAR OPERATOR,CI BODY,SS DISC,200 WOG,EPDM LINER | 1188.94 | 14.13 | 1 | 697988148918 | 69798814891
BFV722 | 70 | MW324E A L | MW324E | 3 | BUTTERFLY VALVE,WAFER,GEAR OPERATOR,CI BODY,SS DISC,200 WOG,EPDM LINER | 1331.09 | 18.88 | 1 | 697988148925 | 69798814892
BFV722 | 70 | MW324E A N | MW324E | 4 | BUTTERFLY VALVE,WAFER,GEAR OPERATOR,CI BODY,SS DISC,200 WOG,EPDM LINER | 1550.82 | 17.5 | 1 | 697988148932 | 69798814893
BFV722 | 70 | MW324E A R | MW324E | 5 | BUTTERFLY VALVE,WAFER,GEAR OPERATOR,CI BODY,SS DISC,200 WOG,EPDM LINER | 1882.46 | 20 | 1 | 697988148949 | 69798814894
BFV722 | 70 | MW324E A S | MW324E | 6 | BUTTERFLY VALVE,WAFER,GEAR OPERATOR,CI BODY,SS DISC,200 WOG,EPDM LINER | 2067.79 | 28.28 | 1 | 697988148956 | 69798814895
BFV722 | 70 | MW324E A U | MW324E | 8 | BUTTERFLY VALVE,WAFER,GEAR OPERATOR,CI BODY,SS DISC,200 WOG,EPDM LINER | 3105.87 | 42.68 | 1 | 697988148963 | 69798814896
BFV722 | 70 | MW324E A W | MW324E | 10 | BUTTERFLY VALVE,WAFER,GEAR OPERATOR,CI BODY,SS DISC,200 WOG,EPDM LINER | 4639.45 | 75.95 | 1 | 697988148970 | 69798814897
BFV722 | 70 | MW324E AWJ | MW324E | 12 | BUTTERFLY VALVE,WAFER,GEAR OPERATOR,CI BODY,SS DISC,200 WOG,EPDM LINER | 6078.29 | 94.286 | 1 | 697988148987 | 69798814898
BFV722 | 77 | MW324E A14 | MW324E | 14 | BUTTERFLY VALVE,WAFER,GEAR OPERATOR,CI BODY,SS DISC,150 WOG,EPDM LINER | 6506.86 | 155 | 1 | 697988148994 | 69798814899
BFV722 | 77 | MW324E A16 | MW324E | 16 | BUTTERFLY VALVE,WAFER,GEAR OPERATOR,CI BODY,SS DISC,150 WOG,EPDM LINER | 9330.67 | 230 | 1 | 697988149007 | 69798814900
BFV722 | 77 | MW324E A18 | MW324E | 18 | BUTTERFLY VALVE,WAFER,GEAR OPERATOR,CI BODY,SS DISC,150 WOG,EPDM LINER | 12113.48 | 292 | 1 | 697988149014 | 69798814901
BFV722 | 77 | MW324E A20 | MW324E | 20 | BUTTERFLY VALVE,WAFER,GEAR OPERATOR,CI BODY,SS DISC,150 WOG,EPDM LINER | 17290.39 | 380 | 1 | 697988149021 | 69798814902
BFV722 | 77 | MW324E A24 | MW324E | 24 | BUTTERFLY VALVE,WAFER,GEAR OPERATOR,CI BODY,SS DISC,150 WOG,EPDM LINER | 26436.85 | 548 | 1 | 697988149038 | 69798814903
BFV722 | 70 | MW324E-A A L | MW324EA | 3 | BUTTERFLY VALVE,WAFER,GEAR OPERATOR,CI BODY,SS DISC,200 WOG,EPDM LINER,EPOXY COATED BODY | 1636.97 | 14 | 0 | 697988727823 | 69798872782
BFV722 | 70 | MW324E-A A N | MW324EA | 4 | BUTTERFLY VALVE,WAFER,GEAR OPERATOR,CI BODY,SS DISC,200 WOG,EPDM LINER,EPOXY CTD BODY | 1878.17 | 16.06 | 1 | 697988149045 | 69798814904
BFV722 | 70 | MW324E-A A S | MW324EA | 6 | BUTTERFLY VALVE,WAFER,GEAR OPERATOR,CI BODY,SS DISC,200 WOG,EPDM LINER,EPOXY CTD BODY | 2502.86 | 25.6 | 1 | 697988149052 | 69798814905
BFV722 | 70 | MW324E-A A U | MW324EA | 8 | BUTTERFLY VALVE,WAFER,GEAR OPERATOR,CI BODY,SS DISC,200 WOG,EPDM LINER,EPOXY CTD BODY | 3588.29 | 42 | 1 | 697988660625 | 69798866062
BFV722 | 70 | MW324E-A A W | MW324EA | 10 | BUTTERFLY VALVE,WAFER,GEAR OPERATOR,CI BODY,SS DISC,200 WOG,EPDM LINER,EPOXY CTD BODY | 5225.29 | 62.79 | 1 | 697988149069 | 69798814906
BFV722 | 70 | MW324E-A AWJ | MW324EA | 12 | BUTTERFLY VALVE,WAFER,GEAR OPERATOR,CI BODY,SS DISC,200 WOG,EPDM LINER,EPOXY CTD BODY | 6883.79 | 94.286 | 1 | 697988149076 | 69798814907
BFV722 | 77 | MW324E-A A14 | MW324EA | 14 | BUTTERFLY VALVE,WAFER,GEAR OPERATOR,CI BODY,SS DISC,150 WOG,EPDM LINER,EPOXY CTD BODY | 7484.07 | 155 | 1 | 697988149083 | 69798814908
BFV722 | 77 | MW324E-A A16 | MW324EA | 16 | BUTTERFLY VALVE,WAFER,GEAR OPERATOR,CI BODY,SS DISC,150 WOG,EPDM LINER,EPOXY COATED BODY | 10307.86 | 230 | 1 | 697988694217 | 69798869421
BFV722 | 70 | MW324H A S | MW324H | 6 | BUTTERFLY VALVE,WAFER,GEAR OPERATOR,CI BODY,SS DISC,200 WOG,HYPALON LINER | 2326.22 | 25.6 | 1 | 697988149106 | 69798814910
BFV722 | 70 | MW324H AWJ | MW324H | 12 | BUTTERFLY VALVE,WAFER,GEAR OPERATOR,CI BODY,SS DISC,200 WOG,TEFLON LINER | 7008.77 | 88.05 | 1 | 697988544192 | 69798854419
BFV722 | 70 | MW324T A S | MW324T | 6 | BUTTERFLY VALVE,WAFER,GEAR OPERATOR,CI BODY,SS DISC,200 WOG,TEFLON LINER | 4656.73 | 27.168 | 1 | 697988149342 | 69798814934
BFV722 | 70 | MW324T A U | MW324T | 8 | BUTTERFLY VALVE,WAFER,GEAR OPERATOR,CI BODY,SS DISC,200 WOG,TEFLON LINER | 6918.26 | 52 | 1 | 697988149359 | 69798814935
BFV722 | 70 | MW324T A W | MW324T | 10 | BUTTERFLY VALVE,WAFER,GEAR OPERATOR,CI BODY,SS DISC,200 WOG,TEFLON LINER | 9076.44 | 60 | 1 | 697988149366 | 69798814936
BFV722 | 70 | MW324T AWJ | MW324T | 12 | BUTTERFLY VALVE,WAFER,GEAR OPERATOR,CI BODY,SS DISC,200 WOG,TEFLON LINER | 11915.35 | 94.286 | 1 | 697988149373 | 69798814937
BFV722 | 70 | MW324V A J | MW324V | 2 | BUTTERFLY VALVE,WAFER,GEAR OPERATOR,CI BODY,SS DISC,200 WOG,VITON LINER | 1710.12 | 12 | 1 | 697988149380 | 69798814938
BFV722 | 70 | MW324V A L | MW324V | 3 | BUTTERFLY VALVE,WAFER,GEAR OPERATOR,CI BODY,SS DISC,200 WOG,VITON LINER | 1852.3 | 14 | 1 | 697988149397 | 69798814939
BFV722 | 70 | MW324V A N | MW324V | 4 | BUTTERFLY VALVE,WAFER,GEAR OPERATOR,CI BODY,SS DISC,200 WOG,VITON LINER | 2179.8 | 18.5 | 1 | 697988149403 | 69798814940
BFV722 | 70 | MW324V A R | MW324V | 5 | BUTTERFLY VALVE,WAFER,GEAR OPERATOR,CI BODY,SS DISC,200 WOG,VITON LINER | 2800.06 | 24.86 | 1 | 697988575257 | 69798857525
BFV722 | 70 | MW324V A S | MW324V | 6 | BUTTERFLY VALVE,WAFER,GEAR OPERATOR,CI BODY,SS DISC,200 WOG,VITON LINER | 3006.86 | 27.592 | 1 | 697988149410 | 69798814941
BFV722 | 70 | MW324V A U | MW324V | 8 | BUTTERFLY VALVE,WAFER,GEAR OPERATOR,CI BODY,SS DISC,200 WOG,VITON LINER | 4747.14 | 44.75 | 1 | 697988149427 | 69798814942
BFV722 | 70 | MW324V A W | MW324V | 10 | BUTTERFLY VALVE,WAFER,GEAR OPERATOR,CI BODY,SS DISC,200 WOG,VITON LINER | 6552.09 | 62.85 | 1 | 697988149434 | 69798814943
BFV722 | 70 | MW324V AWJ | MW324V | 12 | BUTTERFLY VALVE,WAFER,GEAR OPERATOR,CI BODY,SS DISC,200 WOG,VITON LINER | 8456.21 | 94.286 | 1 | 697988149441 | 69798814944
BFV722 | 77 | MW324V A14 | MW324V | 14 | BUTTERFLY VALVE,WAFER,GEAR OPERATOR,CI BODY,SS DISC,200 WOG,VITON LINER | 10190.04 | 180 | 1 | 697988149458 | 69798814945
BFV722 | 77 | MW324V A16 | MW324V | 16 | BUTTERFLY VALVE,WAFER,GEAR OPERATOR,CI BODY,SS DISC,200 WOG,VITON LINER | 14646.69 | 230 | 1 | 697988149465 | 69798814946
BFV722 | 77 | MW324V A18 | MW324V | 18 | BUTTERFLY VALVE,WAFER,GEAR OPERATOR,CI BODY,SS DISC,200 WOG,VITON LINER | 18260.24 | 292 | 1 | 697988149472 | 69798814947
BFV722 | 77 | MW324V A20 | MW324V | 20 | BUTTERFLY VALVE,WAFER,GEAR OPERATOR,CI BODY,SS DISC,200 WOG,VITON LINER | 24501.21 | 380 | 1 | 697988347649 | 69798834764
BFV722 | 77 | MW324V A24 | MW324V | 24 | BUTTERFLY VALVE,WAFER,GEAR OPERATOR,CI BODY,SS DISC,200 WOG,VITON LINER | 36188.99 | 640 | 1 | 697988355033 | 69798835503
BFV722 | 70 | MW324V-A A S | MW324VA | 6 | BUTTERFLY VALVE,WAFER,GEAR OPERATOR,CI BODY,SS DISC,200 WOG,VITON LINER,EPOXY COATED BODY | 3441.95 | 24 | 1 | 697988604476 | 69798860447
BFV722 | 70 | MW324V-A A U | MW324VA | 8 | BUTTERFLY VALVE,WAFER,GEAR OPERATOR,CI BODY,SS DISC,200 WOG,VITON LINER,EPOXY COATED BODY | 5229.59 | 41 | 1 | 697988604483 | 69798860448
BFV722 | 70 | MW327E A K | MW327E | 2 1/2 | BUTTERFLY VALVE,WAFER,GEAR OPERATOR,CI BODY,NYLON CTD DI DISC,200 WOG,EPDM LINER | 1068.34 | 13 | 1 | 697988149557 | 69798814955
BFV722 | 70 | MW327E A L | MW327E | 3 | BUTTERFLY VALVE,WAFER,GEAR OPERATOR,CI BODY,NYLON CTD DI DISC,200 WOG,EPDM LINER | 1124.32 | 11.404 | 1 | 697988149564 | 69798814956
BFV722 | 70 | MW327E A N | MW327E | 4 | BUTTERFLY VALVE,WAFER,GEAR OPERATOR,CI BODY,NYLON CTD DI DISC,200 WOG,EPDM LINER | 1283.74 | 22 | 1 | 697988149571 | 69798814957
BFV722 | 70 | MW327E A R | MW327E | 5 | BUTTERFLY VALVE,WAFER,GEAR OPERATOR,CI BODY,NYLON CTD DI DISC,200 WOG,EPDM LINER | 1533.6 | 20 | 1 | 697988149588 | 69798814958
BFV722 | 70 | MW327E A S | MW327E | 6 | BUTTERFLY VALVE,WAFER,GEAR OPERATOR,CI BODY,NYLON CTD DI DISC,200 WOG,EPDM LINER | 1757.59 | 23.2 | 1 | 697988149595 | 69798814959
BFV722 | 70 | MW327E A U | MW327E | 8 | BUTTERFLY VALVE,WAFER,GEAR OPERATOR,CI BODY,NYLON CTD DI DISC,200 WOG,EPDM LINER | 2291.77 | 49.96 | 1 | 697988149601 | 69798814960
BFV722 | 70 | MW327E A W | MW327E | 10 | BUTTERFLY VALVE,WAFER,GEAR OPERATOR,CI BODY,NYLON CTD DI DISC,200 WOG,EPDM LINER | 2937.93 | 59.95 | 1 | 697988149618 | 69798814961
BFV722 | 70 | MW327E AWJ | MW327E | 12 | BUTTERFLY VALVE,WAFER,GEAR OPERATOR,CI BODY,NYLON CTD DI DISC,200 WOG,EPDM LINER | 3687.46 | 86.4 | 1 | 697988149625 | 69798814962
BFV722 | 70 | MW327ES AWJ | MW327ES | 12 | BUTTERFLY VALVE,WAFER,GEAR OPERATOR,CI BODY,NYLON CTD DI DISC,200 WOG,EPDM LINER,316 SS STEM | 4307.77 | 86.4 | 1 | 697988149632 | 69798814963
BFV722 | 70 | MW327ESA A U | MW327ESA | 8 | BUTTERFLY VALVE,WAFER,GEAR OP,CI BODY,NYLON CTD DI DISC,200 WOG,EPDM LINER,316 SS STEM,EPXY CTD BDY | 2980.98 | 41 | 1 | 697988510067 | 69798851006
BFV722 | 70 | MW328E A S | MW328E | 6 | BUTTERFLY VALVE,WAFER,GEAR OPERATOR,CI BODY,EPOXY CTD DI DISC,200 WOG,EPDM LINER | 1736.03 | 30 | 1 | 697988641082 | 69798864108
BFV722 | 70 | MW328E A U | MW328E | 8 | BUTTERFLY VALVE,WAFER,GEAR OPERATOR,CI BODY,EPOXY CTD DI DISC,200 WOG,EPDM LINER | 2257.28 | 43 | 1 | 697988641099 | 69798864109
BFV722 | 70 | MW328E A W | MW328E | 10 | BUTTERFLY VALVE,WAFER,GEAR OPERATOR,CI BODY,EPOXY CTD DI DISC,200 WOG,EPDM LINER | 2907.79 | 78 | 1 | 697988641105 | 69798864110
BFV722 | 70 | MW328E-A A S | MW328EA | 6 | BUTTERFLY VALVE,WAFER,GEAR OPERATOR,CI BODY,EPOXY CTD DI DISC,200 WOG,EPDM LINER,EPOXY CTD BODY | 2171.09 | 30 | 1 | 697988387089 | 69798838708
BFV722 | 70 | MW328E-A A U | MW328EA | 8 | BUTTERFLY VALVE,WAFER,GEAR OPERATOR,CI BODY,EPOXY CTD DI DISC,200 WOG,EPDM LINER,EPOXY CTD BODY | 2739.71 | 46 | 1 | 697988387096 | 69798838709
BFV722 | 70 | MW328E-A A W | MW328EA | 10 | BUTTERFLY VALVE,WAFER,GEAR OPERATOR,CI BODY,EPOXY CTD DI DISC,200 WOG,EPDM LINER,EPOXY CTD BODY | 3493.62 | 78 | 1 | 697988387102 | 69798838710
BFV722 | 70 | MW328E-A AWJ | MW328EA | 12 | BUTTERFLY VALVE,WAFER,GEAR OPERATOR,CI BODY,EPOXY CTD DI DISC,200 WOG,EPDM LINER,EPOXY CTD BODY | 4449.95 | 113 | 1 | 697988387119 | 69798838711
BFV722 | 71 | MW332B A S | MW332B | 6 | BUTTERFLY VALVE,WAFER,GEAR OP,DI BODY,NCKL PLTD DI DISC,200 WOG,BUNA LINER | 1800.61 | 28.48 | 1 | 697988716650 | 69798871665
BFV722 | 71 | MW332B A U | MW332B | 8 | BUTTERFLY VALVE,WAFER,GEAR OP,DI BODY,NICKEL PLATED DI DISC,200 WOG,BUNA LINER | 2317.59 | 49.738 | 1 | 697988716667 | 69798871666
BFV722 | 71 | MW332B AWJ | MW332B | 12 | BUTTERFLY VALVE,WAFER,GEAR OPERATOR,DI BODY,NKL PLTD DI DISC,200 WOG,BUNA LINER | 3687.46 | 60 | 1 | 697988728363 | 69798872836
BFV722 | 72 | MW332BS A16 | MW332BS | 16 | BUTTERFLY VALVE,WAFER,GEAR OPERATOR,DI BODY,NCKL PLDT DI DISC,150 WOG,BUNA LINER,316 SS STEM | 8649.53 | 183 | 1 | 697988679528 | 69798867952
BFV722 | 72 | MW332BS A20 | MW332BS | 20 | BUTTERFLY VALVE,WAFER,GEAR OPERATOR,DI BODY,NCKL PLDT DI DISC,150 WOG,BUNA LINER,316 SS STEM | 13800.68 | 380 | 1 | 697988679535 | 69798867953
BFV722 | 72 | MW332BS A24 | MW332BS | 24 | BUTTERFLY VALVE,WAFER,GEAR OPERATOR,DI BODY,NCKL PLDT DI DISC,150 WOG,BUNA LINER,316 SS STEM | 22028.8 | 680 | 1 | 697988679542 | 69798867954
BFV722 | 71 | MW332E A N | MW332E | 4 | BUTTERFLY VALVE,WAFER,GEAR OPERATOR,DI BODY,NCKL PLDT DI DISC,200 WOG,EPDM LINER | 1326.83 | 22.17 | 1 | 697988569638 | 69798856963
BFV722 | 71 | MW332E A S | MW332E | 6 | BUTTERFLY VALVE,WAFER,GEAR OP HANDLE,DI BODY,NCKL PLTD DI DISC,200 WOG,EPDM LINER | 1800.61 | 48.6 | 1 | 697988720626 | 69798872062
BFV722 | 71 | MW332E A W | MW332E | 10 | BUTTERFLY VALVE,WAFER,GEAR OPERATOR,DI BODY,NCKL PLDT DI DISC,200 WOG,EPDM LINER | 2968.09 | 60 | 1 | 697988612297 | 69798861229
BFV722 | 71 | MW332E AWJ | MW332E | 12 | BUTTERFLY VALVE,WAFER,GEAR OPERATOR,DI BODY,NKL PLTD DI DISC,200 WOG,EPDM LINER | 3687.46 | 87.25 | 1 | 697988699328 | 69798869932
BFV722 | 71 | MW332V A W | MW332V | 10 | BUTTERFLY VALVE,WAFER,GEAR OPERATOR,DI BODY,NKL PLTD DI DISC,200 WOG,VITON LINER | 4880.79 | 60 | 1 | 697988400917 | 69798840091
BFV722 | 71 | MW332V AWJ | MW332V | 12 | BUTTERFLY VALVE,WAFER,GEAR OPERATOR,DI BODY,NKL PLTD DI DISC,200 WOG,VITON LINER | 6065.4 | 87.25 | 1 | 697988400924 | 69798840092
BFV722 | 71 | MW333B A J | MW333B | 2 | BUTTERFLY VALVE,WAFER,GEAR OPERATOR,DI BODY,ALMN/BRNZ DISC,200 WOG,BUNA LINER | 1124.31 | 12 | 1 | 697988376786 | 69798837678
BFV722 | 71 | MW333B A K | MW333B | 2 1/2 | BUTTERFLY VALVE,WAFER,GEAR OPERATOR,DI BODY,ALMN/BRNZ DISC,200 WOG,BUNA LINER | 1124.31 | 13 | 1 | 697988376793 | 69798837679
BFV722 | 71 | MW333B A L | MW333B | 3 | BUTTERFLY VALVE,WAFER,GEAR OPERATOR,DI BODY,ALMN/BRNZ DISC,200 WOG,BUNA LINER | 1188.94 | 14 | 1 | 697988376809 | 69798837680
BFV722 | 71 | MW333B A N | MW333B | 4 | BUTTERFLY VALVE,WAFER,GEAR OPERATOR,DI BODY,ALMN/BRNZ DISC,200 WOG,BUNA LINER | 1404.31 | 17 | 1 | 697988376816 | 69798837681
BFV722 | 71 | MW333B A R | MW333B | 5 | BUTTERFLY VALVE,WAFER,GEAR OPERATOR,DI BODY,ALMN/BRNZ DISC,200 WOG,BUNA LINER | 1774.83 | 20 | 1 | 697988376823 | 69798837682
BFV722 | 71 | MW333B A S | MW333B | 6 | BUTTERFLY VALVE,WAFER,GEAR OPERATOR,DI BODY,ALMN/BRNZ DISC,200 WOG,BUNA LINER | 1929.85 | 28.24 | 1 | 697988376830 | 69798837683
BFV722 | 71 | MW333B A U | MW333B | 8 | BUTTERFLY VALVE,WAFER,GEAR OPERATOR,DI BODY,ALMN/BRNZ DISC,200 WOG,BUNA LINER | 2632.06 | 48.62 | 1 | 697988376847 | 69798837684
BFV722 | 71 | MW333B A W | MW333B | 10 | BUTTERFLY VALVE,WAFER,GEAR OPERATOR,DI BODY,ALMN/BRNZ DISC,200 WOG,BUNA LINER | 3248 | 60 | 1 | 697988376854 | 69798837685
BFV722 | 71 | MW333B AWJ | MW333B | 12 | BUTTERFLY VALVE,WAFER,GEAR OPERATOR,DI BODY,ALMN/BRNZ DISC,200 WOG,BUNA LINER | 4467.2 | 92.7 | 1 | 697988376861 | 69798837686
BFV722 | 71 | MW333B-A A U | MW333BA | 8 | BUTTERFLY VALVE,WAFER,GEAR OPERATOR,DI BODY,ALMN/BRNZ DISC,200 WOG,BUNA LINER,EPOXY COATED BODY | 3114.48 | 41 | 1 | 697988715851 | 69798871585
BFV722 | 71 | MW333BS A R | MW333BS | 5 | BUTTERFLY VALVE,WAFER,GEAR OPERATOR,DI BODY,ALMN/BRNZ DISC,200 WOG,BUNA LINER,316 SS STEM | 1891.11 | 24.66 | 1 | 697988646148 | 69798864614
BFV722 | 71 | MW333BS A S | MW333BS | 6 | BUTTERFLY VALVE,WAFER,GEAR OPERATOR,DI BODY,ALMN/BRNZ DISC,200 WOG,BUNA LINER,316 SS STEM | 2076.33 | 28.1 | 1 | 697988646179 | 69798864617
BFV722 | 71 | MW333BS A U | MW333BS | 8 | BUTTERFLY VALVE,WAFER,GEAR OPERATOR,DI BODY,ALMN/BRNZ DISC,200 WOG,BUNA LINER,316 SS STEM | 2838.83 | 50.32 | 1 | 697988646209 | 69798864620
BFV722 | 71 | MW333BS A W | MW333BS | 10 | BUTTERFLY VALVE,WAFER,GEAR OPERATOR,DI BODY,ALMN/BRNZ DISC,200 WOG,BUNA LINER,316 SS STEM | 3644.34 | 68.38 | 1 | 697988572614 | 69798857261
BFV722 | 71 | MW333BS AWJ | MW333BS | 12 | BUTTERFLY VALVE,WAFER,GEAR OPERATOR,DI BODY,ALMN/BRNZ DISC,200 WOG,BUNA LINER,316 SS STEM | 5087.5 | 95.22 | 1 | 697988646193 | 69798864619
BFV722 | 71 | MW333BS-A A L | MW333BSA | 3 | BUTTERFLY VALVE,WAFER,GEAR OPERATOR,DI BODY,ALMN/BRNZ DISC,SS STEM,200 WOG,BUNA LINER,EPOXY COATED | 1585.27 | 14 | 0 | 697988732520 | 69798873252
BFV722 | 71 | MW333BS-A A S | MW333BSA | 6 | BUTTERFLY VALVE,WAFER,GEAR OPERATOR,DI BODY,ALMN/BRNZ DISC,200 WOG,BUNA LINER,316 SS STEM,EPOXY CTD | 2511.39 | 28.1 | 1 | 697988678286 | 69798867828
BFV722 | 71 | MW333E A S | MW333E | 6 | BUTTERFLY VALVE,WAFER,GEAR OPERATOR,DI BODY,ALMN/BRNZ DISC,200 WOG,EPDM LINER | 1929.85 | 28.18 | 1 | 697988627482 | 69798862748
BFV722 | 71 | MW333E A U | MW333E | 8 | BUTTERFLY VALVE,WAFER,GEAR OPERATOR,DI BODY,ALMN/BRNZ DISC,200 WOG,EPDM LINER | 2632.06 | 48.864 | 1 | 697988588462 | 69798858846
BFV722 | 71 | MW333E A W | MW333E | 10 | BUTTERFLY VALVE,WAFER,GEAR OPERATOR,DI BODY,ALMN/BRNZ DISC,200 WOG,EPDM LINER | 3248 | 67.142 | 1 | 697988627468 | 69798862746
BFV722 | 71 | MW333E AWJ | MW333E | 12 | BUTTERFLY VALVE,WAFER,GEAR OPERATOR,DI BODY,ALMN/BRNZ DISC,200 WOG,EPDM LINER | 4467.2 | 93.962 | 1 | 697988627475 | 69798862747
BFV722 | 72 | MW333E A14 | MW333E | 14 | BUTTERFLY VALVE,WAFER,GEAR,DI BODY,ALMN/BRNZ DISC,200 WOG,EPDM LINER,NSF/ANSI 372 & 61 | 6229.51 | 0 | 0 | 697988759138 | 69798875913
BFV722 | 71 | MW333E-A A U | MW333EA | 8 | BUTTERFLY VALVE,WAFER,GEAR OPERATOR,DI BODY,ALMN/BRNZ DISC,200 WOG,EPDM LINER,EPOXY CTD BODY | 3114.47 | 41 | 1 | 697988586857 | 69798858685
BFV722 | 71 | MW333ES A U | MW333ES | 8 | BUTTERFLY VALVE,WAFER,GEAR OPERATOR,DI BODY,ALMN/BRNZ DISC,200 WOG,EPDM LINER,316 SS STEM | 2838.83 | 41 | 1 | 697988544253 | 69798854425
BFV722 | 71 | MW333ES AWJ | MW333ES | 12 | BUTTERFLY VALVE,WAFER,GEAR OPERATOR,DI BODY,ALMN/BRNZ DISC,200 WOG,EPDM LINER,316 SS STEM | 5087.5 | 93.46 | 1 | 697988544260 | 69798854426
BFV722 | 71 | MW333NW A W | MW333NW | 10 | BUTTERFLY VALVE,WAFER,GEAR OPERATOR,DI BODY,ALMN/BRNZ DISC,200 WOG,WHITE NEOPRENE LINER | 3924.36 | 69.35 | 1 | 697988729193 | 69798872919
BFV722 | 71 | MW334B A N | MW334B | 4 | BUTTERFLY VALVE,WAFER,GEAR OPERATOR,DI BODY,SS DISC,200 WOG,BUNA LINER | 1710.22 | 17 | 1 | 697988604247 | 69798860424
BFV722 | 71 | MW334B A S | MW334B | 6 | BUTTERFLY VALVE,WAFER,GEAR OPERATOR,DI BODY,SS DISC,200 WOG,BUNA LINER | 2283.16 | 27.372 | 1 | 697988649927 | 69798864992
BFV722 | 71 | MW334B A U | MW334B | 8 | BUTTERFLY VALVE,WAFER,GEAR OPERATOR,DI BODY,SS DISC,200 WOG,BUNA LINER | 3342.84 | 51.46 | 1 | 697988649217 | 69798864921
BFV722 | 71 | MW334B A W | MW334B | 10 | BUTTERFLY VALVE,WAFER,GEAR OPERATOR,DI BODY,SS DISC,200 WOG,BUNA LINER | 4971.13 | 60 | 1 | 697988326613 | 69798832661
BFV722 | 71 | MW334B AWJ | MW334B | 12 | BUTTERFLY VALVE,WAFER,GEAR OPERATOR,DI BODY,SS DISC,200 WOG,BUNA LINER | 6478.91 | 83 | 1 | 697988649934 | 69798864993
BFV722 | 72 | MW334B A18 | MW334B | 18 | BUTTERFLY VALVE,WAFER,GEAR OPERATOR,DI BODY,SS DISC,150 WOG,BUNA LINER | 12375.6 | 324 | 1 | 697988728721 | 69798872872
BFV722 | 71 | MW334E A L | MW334E | 3 | BUTTERFLY VALVE,WAFER,GEAR OPERATOR,DI BODY,SS DISC,200 WOG,EPDM LINER | 1451.76 | 14 | 1 | 697988526150 | 69798852615
BFV722 | 71 | MW334E A N | MW334E | 4 | BUTTERFLY VALVE,WAFER,GEAR OPERATOR,DI BODY,SS DISC,200 WOG,EPDM LINER | 1710.22 | 17 | 1 | 697988526167 | 69798852616
BFV722 | 71 | MW334E A R | MW334E | 5 | BUTTERFLY VALVE,WAFER,GEAR OPERATOR,DI BODY,SS DISC,200 WOG,EPDM LINER | 2128.04 | 20 | 1 | 697988587298 | 69798858729
BFV722 | 71 | MW334E A S | MW334E | 6 | BUTTERFLY VALVE,WAFER,GEAR OPERATOR,DI BODY,SS DISC,200 WOG,EPDM LINER | 2283.16 | 24 | 1 | 697988510654 | 69798851065
BFV722 | 71 | MW334E A U | MW334E | 8 | BUTTERFLY VALVE,WAFER,GEAR OPERATOR,DI BODY,SS DISC,200 WOG,EPDM LINER | 3342.84 | 42 | 1 | 697988638440 | 69798863844
BFV722 | 71 | MW334E A W | MW334E | 10 | BUTTERFLY VALVE,WAFER,GEAR OPERATOR,DI BODY,SS DISC,200 WOG,EPDM LINER | 4971.13 | 69.28 | 1 | 697988550407 | 69798855040
BFV722 | 71 | MW334E AWJ | MW334E | 12 | BUTTERFLY VALVE,WAFER,GEAR OPERATOR,DI BODY,SS DISC,200 WOG,EPDM LINER | 6478.91 | 81 | 1 | 697988585454 | 69798858545
BFV722 | 72 | MW334E A16 | MW334E | 16 | BUTTERFLY VALVE,WAFER,GEAR OPERATOR,DI BODY,SS DISC,150 WOG,EPDM LINER | 10367.38 | 252 | 1 | 697988695887 | 69798869588
BFV722 | 72 | MW334E A18 | MW334E | 18 | BUTTERFLY VALVE,WAFER,GEAR OPERATOR,DI BODY,SS DISC,150 WOG,EPDM LINER | 12375.6 | 0 | 0 | 697988747098 | 69798874709
BFV722 | 70 | MW334NB A W | MW334NB | 10 | BUTTERFLY VALVE,WAFER,GEAR OPERATOR,DI BODY,SS DISC,200 WOG,BLACK NEOPRENE LINER | 5574.23 | 60 | 1 | 697988698987 | 69798869898
BFV722 | 71 | MW334T A L | MW334T | 3 | BUTTERFLY VALVE,WAFER,GEAR OPERATOR,DI BODY,SS DISC,200 WOG,TEFLON LINER | 3136.1 | 0 | 0 | 697988760974 | 69798876097
BFV722 | 71 | MW334V A S | MW334V | 6 | BUTTERFLY VALVE,WAFER,GEAR OP,DI BODY,SS DISC,200 WOG,VITON LINER | 3222.23 | 27.662 | 1 | 697988716674 | 69798871667
BFV722 | 71 | MW334V A U | MW334V | 8 | BUTTERFLY VALVE,WAFER,GEAR OP,DI BODY,SS DISC,200 WOG,VITON LINER | 4984.12 | 51.304 | 1 | 697988716681 | 69798871668
BFV722 | 70 | MW523E A S | MW523E | 6 | BUTTERFLY VALVE,WAFER,GEAR OPERATOR W/MEM STOP,CI BODY,ALMN/BRNZ DISC,200 WOG,EPDM LINER | 2091.4 | 24 | 1 | 697988594609 | 69798859460
BFV722 | 70 | MW523E A W | MW523E | 10 | BUTTERFLY VALVE,WAFER,GEAR OPERATOR W/MEM STOP,CI BODY,ALMN/BRNZ DISC,200 WOG,EPDM LINER | 3381.56 | 0 | 1 | 697988746442 | 69798874644
BFV722 | 70 | MW524V-A A S | MW524VA | 6 | BUTTERFLY VALVE,WAFER,GEAR OPERATOR W/MEM STOP,CI BODY,SS DISC,200 WOG,VITON LINER,EPOXY CTD BODY | 3509.19 | 24 | 1 | 697988551213 | 69798855121
BFV722 | 70 | MW524V-A A U | MW524VA | 8 | BUTTERFLY VALVE,WAFER,GEAR OPERATOR W/MEM STOP,CI BODY,SS DISC,200 WOG,VITON LINER,EPOXY CTD BODY | 5686.26 | 41 | 1 | 697988551220 | 69798855122
BFV722 | 71 | MW933E A L | MW933E | 3 | BUTTERFLY VALVE,WAFER,GEAR OPERATOR W/LOCKOUT,DI BODY,ALMN/BRNZ DISC,200 WOG,EPDM LINER | 1434.48 | 16.144 | 1 | 697988710764 | 69798871076
BFV722 | 71 | MW933E A N | MW933E | 4 | BUTTERFLY VALVE,WAFER,GEAR W/LOCKOUT,DI BODY,ALUM/BRNZ DISC,200 WOG,EPDM LINER | 1649.9 | 16.144 | 1 | 697988621145 | 69798862114
BFV722 | 72 | MW934E A16 | MW934E | 16 | BUTTERFLY VALVE,WAFER,GEAR OPERATOR WITH LOCK OUT,DI BODY,SS DISC,150 WOG,EPDM LINER | 10612.97 | 252.6 | 1 | 697988708211 | 69798870821
BFV722 | 70 | OW122B A J | OW122B | 2 | BUTTERFLY VALVE,WAFER,BARE STEM,CI BODY,NICKEL PLTD DI DISC,200 WOG,BUNA LINER | 400.63 | 7 | 1 | 697988150669 | 69798815066
BFV722 | 70 | OW122B A K | OW122B | 2 1/2 | BUTTERFLY VALVE,WAFER,BARE STEM,CI BODY,NICKEL PLTD DI DISC,200 WOG,BUNA LINER | 400.63 | 8 | 1 | 697988150676 | 69798815067
BFV722 | 70 | OW122B A L | OW122B | 3 | BUTTERFLY VALVE,WAFER,BARE STEM,CI BODY,NICKEL PLTD DI DISC,200 WOG,BUNA LINER | 435.07 | 7.4 | 1 | 697988150683 | 69798815068
BFV722 | 70 | OW122B A N | OW122B | 4 | BUTTERFLY VALVE,WAFER,BARE STEM,CI BODY,NICKEL PLTD DI DISC,200 WOG,BUNA LINER | 534.16 | 12 | 1 | 697988150690 | 69798815069
BFV722 | 70 | OW122B A R | OW122B | 5 | BUTTERFLY VALVE,WAFER,BARE STEM,CI BODY,NICKEL PLTD DI DISC,200 WOG,BUNA LINER | 749.59 | 11.1 | 1 | 697988150706 | 69798815070
BFV722 | 70 | OW122B A S | OW122B | 6 | BUTTERFLY VALVE,WAFER,BARE STEM,CI BODY,NICKEL PLTD DI DISC,200 WOG,BUNA LINER | 947.74 | 19 | 1 | 697988150713 | 69798815071
BFV722 | 70 | OW122B A U | OW122B | 8 | BUTTERFLY VALVE,WAFER,BARE STEM,CI BODY,NICKEL PLTD DI DISC,200 WOG,BUNA LINER | 1305.28 | 28.96 | 1 | 697988150720 | 69798815072
BFV722 | 70 | OW122B A W | OW122B | 10 | BUTTERFLY VALVE,WAFER,BARE STEM,CI BODY,NICKEL PLTD DI DISC,200 WOG,BUNA LINER | 1882.46 | 52 | 1 | 697988150737 | 69798815073
BFV722 | 70 | OW122B AWJ | OW122B | 12 | BUTTERFLY VALVE,WAFER,BARE STEM,CI BODY,NICKEL PLTD DI DISC,200 WOG,BUNA LINER | 2545.93 | 73 | 1 | 697988150744 | 69798815074
BFV722 | 70 | OW123B A J | OW123B | 2 | BUTTERFLY VALVE,WAFER,BARE STEM,CI BODY,ALMN/BRNZ DISC,200 WOG,BUNA LINER | 430.8 | 7 | 1 | 697988150843 | 69798815084
BFV722 | 70 | OW123B A K | OW123B | 2 1/2 | BUTTERFLY VALVE,WAFER,BARE STEM,CI BODY,ALMN/BRNZ DISC,200 WOG,BUNA LINER | 430.8 | 6.9 | 1 | 697988150850 | 69798815085
BFV722 | 70 | OW123B A L | OW123B | 3 | BUTTERFLY VALVE,WAFER,BARE STEM,CI BODY,ALMN/BRNZ DISC,200 WOG,BUNA LINER | 478.18 | 9 | 1 | 697988150867 | 69798815086
BFV722 | 70 | OW123B A N | OW123B | 4 | BUTTERFLY VALVE,WAFER,BARE STEM,CI BODY,ALMN/BRNZ DISC,200 WOG,BUNA LINER | 607.35 | 11.05 | 1 | 697988150874 | 69798815087
BFV722 | 70 | OW123B A R | OW123B | 5 | BUTTERFLY VALVE,WAFER,BARE STEM,CI BODY,ALMN/BRNZ DISC,200 WOG,BUNA LINER | 870.19 | 15 | 1 | 697988150881 | 69798815088
BFV722 | 70 | OW123B A S | OW123B | 6 | BUTTERFLY VALVE,WAFER,BARE STEM,CI BODY,ALMN/BRNZ DISC,200 WOG,BUNA LINER | 1068.36 | 19 | 1 | 697988150898 | 69798815089
BFV722 | 70 | OW123B A U | OW123B | 8 | BUTTERFLY VALVE,WAFER,BARE STEM,CI BODY,ALMN/BRNZ DISC,200 WOG,BUNA LINER | 1593.91 | 29.2 | 1 | 697988150904 | 69798815090
BFV722 | 70 | OW123B A W | OW123B | 10 | BUTTERFLY VALVE,WAFER,BARE STEM,CI BODY,ALMN/BRNZ DISC,200 WOG,BUNA LINER | 2149.55 | 45.98 | 1 | 697988150911 | 69798815091
BFV722 | 70 | OW123B AWJ | OW123B | 12 | BUTTERFLY VALVE,WAFER,BARE STEM,CI BODY,ALMN/BRNZ DISC,200 WOG,BUNA LINER | 3278.18 | 73 | 1 | 697988150928 | 69798815092
BFV722 | 70 | OW124B A N | OW124B | 4 | BUTTERFLY VALVE,WAFER,BARE STEM,CI BODY,SS DISC,200 WOG,BUNA LINER | 904.66 | 10.3 | 1 | 697988638648 | 69798863864
BFV722 | 70 | OW222B A J | OW222B | 2 | BUTTERFLY VALVE,WAFER,LEVER HANDLE,CI BODY,NICKEL PLTD DI DISC,200 WOG,BUNA LINER | 478.18 | 7.84 | 1 | 697988151383 | 69798815138
BFV722 | 70 | OW222B A K | OW222B | 2 1/2 | BUTTERFLY VALVE,WAFER,LEVER HANDLE,CI BODY,NICKEL PLTD DI DISC,200 WOG,BUNA LINER | 478.18 | 9.1 | 1 | 697988151390 | 69798815139
BFV722 | 70 | OW222B A L | OW222B | 3 | BUTTERFLY VALVE,WAFER,LEVER HANDLE,CI BODY,NICKEL PLTD DI DISC,200 WOG,BUNA LINER | 512.57 | 8.84 | 1 | 697988151406 | 69798815140
BFV722 | 70 | OW222B A N | OW222B | 4 | BUTTERFLY VALVE,WAFER,LEVER HANDLE,CI BODY,NICKEL PLTD DI DISC,200 WOG,BUNA LINER | 650.49 | 13.36 | 1 | 697988151413 | 69798815141
BFV722 | 70 | OW222B A R | OW222B | 5 | BUTTERFLY VALVE,WAFER,LEVER HANDLE,CI BODY,NICKEL PLTD DI DISC,200 WOG,BUNA LINER | 861.54 | 15.28 | 1 | 697988151420 | 69798815142
BFV722 | 70 | OW222B A S | OW222B | 6 | BUTTERFLY VALVE,WAFER,LEVER HANDLE,CI BODY,NICKEL PLTD DI DISC,200 WOG,BUNA LINER | 1068.36 | 19.71 | 1 | 697988151437 | 69798815143
BFV722 | 70 | OW222B A U | OW222B | 8 | BUTTERFLY VALVE,WAFER,LEVER HANDLE,CI BODY,NICKEL PLTD DI DISC,200 WOG,BUNA LINER | 1456.02 | 34.65 | 1 | 697988151444 | 69798815144
BFV722 | 70 | OW222B A W | OW222B | 10 | BUTTERFLY VALVE,WAFER,LEVER HANDLE,CI BODY,NICKEL PLTD DI DISC,200 WOG,BUNA LINER | 2041.87 | 52 | 1 | 697988151451 | 69798815145
BFV722 | 70 | OW222B AWJ | OW222B | 12 | BUTTERFLY VALVE,WAFER,LEVER HANDLE,CI BODY,NICKEL PLTD DI DISC,200 WOG,BUNA LINER | 2700.91 | 78.88 | 1 | 697988151468 | 69798815146
BFV722 | 70 | OW223B A J | OW223B | 2 | BUTTERFLY VALVE,WAFER,LEVER HANDLE,CI BODY,ALMN/BRNZ DISC,200 WOG,BUNA LINER | 508.28 | 7.73 | 1 | 697988151567 | 69798815156
BFV722 | 70 | OW223B A K | OW223B | 2 1/2 | BUTTERFLY VALVE,WAFER,LEVER HANDLE,CI BODY,ALMN/BRNZ DISC,200 WOG,BUNA LINER | 508.28 | 9.12 | 1 | 697988151574 | 69798815157
BFV722 | 70 | OW223B A L | OW223B | 3 | BUTTERFLY VALVE,WAFER,LEVER HANDLE,CI BODY,ALMN/BRNZ DISC,200 WOG,BUNA LINER | 555.71 | 8.842 | 1 | 697988151581 | 69798815158
BFV722 | 70 | OW223B A N | OW223B | 4 | BUTTERFLY VALVE,WAFER,LEVER HANDLE,CI BODY,ALMN/BRNZ DISC,200 WOG,BUNA LINER | 719.34 | 12.182 | 1 | 697988151598 | 69798815159
BFV722 | 70 | OW223B A R | OW223B | 5 | BUTTERFLY VALVE,WAFER,LEVER HANDLE,CI BODY,ALMN/BRNZ DISC,200 WOG,BUNA LINER | 986.47 | 14.86 | 1 | 697988151604 | 69798815160
BFV722 | 70 | OW223B A S | OW223B | 6 | BUTTERFLY VALVE,WAFER,LEVER HANDLE,CI BODY,ALMN/BRNZ DISC,200 WOG,BUNA LINER | 1188.94 | 19 | 1 | 697988151611 | 69798815161
BFV722 | 70 | OW223B A U | OW223B | 8 | BUTTERFLY VALVE,WAFER,LEVER HANDLE,CI BODY,ALMN/BRNZ DISC,200 WOG,BUNA LINER | 1744.59 | 32.6 | 1 | 697988151628 | 69798815162
BFV722 | 70 | OW223B A W | OW223B | 10 | BUTTERFLY VALVE,WAFER,LEVER HANDLE,CI BODY,ALMN/BRNZ DISC,200 WOG,BUNA LINER | 2308.96 | 49.02 | 1 | 697988151635 | 69798815163
BFV722 | 70 | OW223B AWJ | OW223B | 12 | BUTTERFLY VALVE,WAFER,LEVER HANDLE,CI BODY,ALMN/BRNZ DISC,200 WOG,BUNA LINER | 3437.6 | 76.06 | 1 | 697988151642 | 69798815164
BFV722 | 70 | OW223B-A A S | OW223BA | 6 | BUTTERFLY VALVE,WAFER,LEVER HANDLE,CI BODY,ALMN/BRNZ DISC,200 WOG,BUNA LINER,EPOXY COATED BODY | 1623.98 | 19 | 1 | 697988640603 | 69798864060
BFV722 | 70 | OW223V A L | OW223V | 3 | BUTTERFLY VALVE,WAFER,LEVER HANDLE,CI BODY,ALMN/BRNZ DISC,200 WOG,VITON LINER | 1076.88 | 9 | 1 | 697988151673 | 69798815167
BFV722 | 70 | OW223V A N | OW223V | 4 | BUTTERFLY VALVE,WAFER,LEVER HANDLE,CI BODY,ALMN/BRNZ DISC,200 WOG,VITON LINER | 1348.31 | 13.75 | 1 | 697988151680 | 69798815168
BFV722 | 70 | OW223V A S | OW223V | 6 | BUTTERFLY VALVE,WAFER,LEVER HANDLE,CI BODY,ALMN/BRNZ DISC,200 WOG,VITON LINER | 2128 | 19 | 1 | 697988151703 | 69798815170
BFV722 | 70 | OW224V A N | OW224V | 4 | BUTTERFLY VALVE,WAFER,LEVER HANDLE,CI BODY,SS DISC,200 WOG,VITON LINER | 1667.06 | 12 | 1 | 697988349728 | 69798834972
BFV722 | 70 | OW323B A N | OW323B | 4 | BUTTERFLY VALVE,WAFER,GEAR OPERATOR,CI BODY,ALMN/BRNZ DISC,200 WOG,BUNA LINER | 1253.52 | 17 | 1 | 697988526990 | 69798852699
BFV722 | 70 | OW323B A S | OW323B | 6 | BUTTERFLY VALVE,WAFER,GEAR OPERATOR,CI BODY,ALMN/BRNZ DISC,200 WOG,BUNA LINER | 1718.85 | 24 | 1 | 697988527003 | 69798852700
BFV722 | 70 | OW323B A U | OW323B | 8 | BUTTERFLY VALVE,WAFER,GEAR OPERATOR,CI BODY,ALMN/BRNZ DISC,200 WOG,BUNA LINER | 2369.28 | 50.28 | 1 | 697988512122 | 69798851212
BFV722 | 70 | OW323B AWJ | OW323B | 12 | BUTTERFLY VALVE,WAFER,GEAR OPERATOR,CI BODY,ALMN/BRNZ DISC,200 WOG,BUNA LINER | 4057.86 | 81 | 1 | 697988512139 | 69798851213
BFV722 | 79 | R1-0-C-613 | R1/0 - C -613 |  | CHAIN,1/0 LOCKLINK SS316L | 34.2 | 0.18 | 1 | 697988467798 | 69798846779
BFV722 | 79 | R1-0-C-746 | R10C746 |  | CHAIN,1/0 LOCKLINK GALVANIZED | 18.14 | 0.16 | 1 | 697988023352 | 69798802335
BFV722 | 79 | R1-0-ML-746 | R10ML746 |  | MASTER LINK CONNECTOR FOR 1/0 CHAIN | 79.49 | 0.06 | 1 | 697988651197 | 69798865119
BFV722 | 79 | R4-0-C-613 | R4/0 - C -613 |  | CHAIN,4/0 LOCKLINK STEEL | 38.88 | 0.34 | 1 | 697988467804 | 69798846780
BFV722 | 79 | R4-0-C-746 | R40C746 |  | CHAIN,4/0 LOCKLINK STEEL | 19.72 | 0.32 | 1 | 697988032668 | 69798803266
BFV722 | 79 | R4-0-ML-746 | R40ML746 |  | MASTER LINK CONNECTOR FOR 4/0 CHAIN | 91.69 | 0.06 | 1 | 697988651203 | 69798865120
BFV722 | 7G | UPGG-245E-200 | UPGG-245E | 2 | GROOVED BUTTERFLY VALVE,LEVER HANDLE,NSF 61 | 657.49 | 6.741 | 1 | 697988741164 | 69798874116
BFV722 | 7G | UPGG-245E-212 | UPGG-245E | 2 1/2 | GROOVED BUTTERFLY VALVE,LEVER HANDLE,NSF 61 | 806.44 | 7.425 | 1 | 697988741171 | 69798874117
BFV722 | 7G | UPGG-245E-300 | UPGG-245E | 3 | GROOVED BUTTERFLY VALVE,LEVER HANDLE,NSF 61 | 847.6 | 8.681 | 1 | 697988741188 | 69798874118
BFV722 | 7G | UPGG-245E-400 | UPGG-245E | 4 | GROOVED BUTTERFLY VALVE,LEVER HANDLE,NSF 61 | 1087.61 | 12.215 | 1 | 697988741195 | 69798874119
BFV722 | 7G | UPGG-245E-500 | UPGG-245E | 5 | GROOVED BUTTERFLY VALVE,LEVER HANDLE,NSF 61 | 1825.47 | 17.26 | 1 | 697988741201 | 69798874120
BFV722 | 7G | UPGG-245E-600 | UPGG-245E | 6 | GROOVED BUTTERFLY VALVE,LEVER HANDLE,NSF 61 | 2075.06 | 27.359 | 1 | 697988741218 | 69798874121
BFV722 | 7G | UPGG-245E-800 | UPGG-245E | 8 | GROOVED BUTTERFLY VALVE,LEVER HANDLE,NSF 61 | 2637.39 | 35.521 | 1 | 697988741225 | 69798874122
BFV722 | 7G | UPGG-345E-200 | UPGG-345E | 2 | GROOVED BUTTERFLY VALVE,GEAR OP HANDLE,NSF 61 | 1270.01 | 0 | 0 | 697988743823 | 69798874382
BFV722 | 7G | UPGG-345E-212 | UPGG-345E | 2 1/2 | GROOVED BUTTERFLY VALVE,GEAR OP HANDLE,NSF 61 | 1448.31 | 0 | 0 | 697988743830 | 69798874383
BFV722 | 7G | UPGG-345E-300 | UPGG-345E | 3 | GROOVED BUTTERFLY VALVE,GEAR OP HANDLE,NSF 61 | 1482.57 | 0 | 0 | 697988743847 | 69798874384
BFV722 | 7G | UPGG-345E-400 | UPGG-345E | 4 | GROOVED BUTTERFLY VALVE,GEAR OP HANDLE,NSF 61 | 1722.6 | 0 | 1 | 697988743854 | 69798874385
BFV722 | 7G | UPGG-345E-500 | UPGG-345E | 5 | GROOVED BUTTERFLY VALVE,GEAR OP HANDLE,NSF 61 | 2508.46 | 0 | 0 | 697988743861 | 69798874386
BFV722 | 7G | UPGG-345E-600 | UPGG-345E | 6 | GROOVED BUTTERFLY VALVE,GEAR OP HANDLE,NSF 61 | 3002.19 | 0 | 1 | 697988743878 | 69798874387
BFV722 | 7G | UPGG-345E-800 | UPGG-345E | 8 | GROOVED BUTTERFLY VALVE,GEAR OP HANDLE,NSF 61 | 3472.62 | 46.74 | 1 | 697988743885 | 69798874388
BFV722 | 7G | UPGG-345E-1000 | UPGG-345E | 10 | GROOVED BUTTERFLY VALVE,GEAR OP HANDLE,NSF 61 | 5186.98 | 0 | 1 | 697988743892 | 69798874389
BFV722 | 70 | UW223ES A L | UW223ES | 3 | BUTTERFLY VALVE,WAFER,LEVER HANDLE,CI BODY,ALMN/BRNZ DISC,50 WOG,EPDM LINER,316 SS STEM | 641.88 | 12 | 1 | 697988627659 | 69798862765
BFV722 | 70 | UW223ES A S | UW223ES | 6 | BUTTERFLY VALVE,WAFER,LEVER HANDLE,CI BODY,ALMN/BRNZ DISC,50 WOG,EPDM LINER,316 SS STEM | 1335.41 | 23 | 1 | 697988627666 | 69798862766
BFV722 | 70 | UW223ES A W | UW223ES | 10 | BUTTERFLY VALVE,WAFER,LEVER HANDLE,CI BODY,ALMN/BRNZ DISC,50 WOG,EPDM LINER,316 SS STEM | 2705.3 | 58 | 1 | 697988627673 | 69798862767
BFV722 | 21 | 5637 - F -699 | 5637 - F -610 |  | BUTTERBALL,MEMORY STOP TAB,FITS SIZES 1/4" - 1" | 7.27 | 0.1 | 1 | 697988724624 | 69798872462
BFV722 | 21 | 5637 - G -699 | 5637 - G -610 |  | BUTTERBALL,MEMORY STOP TAB,FITS SIZES 1-1/4" - 2" | 8.4 | 0.015 | 1 | 697988724631 | 69798872463
BFV722 | 79 | 7496 - S -662 | 7496S662 |  | SQUARE OPR NUT MTV GEARS | 245.55 | 2.36 | 1 | 697988676022 | 69798867602
BFV722 | 79 | 7496 - 16-662 | 749616662 |  | SQUARE OPR NUT MTV GEARS | 245.55 | 2.16 | 1 | 697988676039 | 69798867603
BFV722 | 79 | 7496 - 24-662 | 749624662 |  | SQUARE OPR NUT MTV GEARS | 258.43 | 2.16 | 1 | 697988676046 | 69798867604
BFV722 | 79 | 7913 - JB-830 | 7913JB830 | 2 | SLEEVE,BUNA 2" | 258.43 | 0.375 | 1 | 697988552449 | 69798855244
BFV722 | 79 | 7913 - JE-830 | 7913JE830 | 2 | SLEEVE,EPDM 2" | 258.43 | 0.375 | 1 | 697988552456 | 69798855245
BFV722 | 79 | 7913 - JH-830 | 7913JH830 | 2 | SLEEVE,HYPALON 2" | 193.89 | 0.2 | 1 | 697988552470 | 69798855247
BFV722 | 79 | 7913 - JN-830 | 7913JN830 | 2 | SLEEVE,BLACK NEOPRENE,FOOD GRADE 2" | 193.89 | 0.425 | 1 | 697988552487 | 69798855248
BFV722 | 79 | 7913 - JP-830 | 7913JP830 | 2 | SLEEVE,WHITE NEOPRENE,FOOD GRADE 2" | 206.79 | 0.225 | 1 | 697988552494 | 69798855249
BFV722 | 79 | 7913 - JT-830 | 7913JT830 | 2 | SLEEVE,TEFLON 2" | 1425.93 | 0.25 | 50 | 697988552500 | 69798855250
BFV722 | 79 | 7913 - JV-830 | 7913JV830 | 2 | SLEEVE,VITON 2" | 521.19 | 0.25 | 25 | 697988552517 | 69798855251
BFV722 | 79 | 7913 - KB-830 | 7913KB830 | 2 1/2 | SLEEVE,BUNA 2 1/2" | 280.03 | 0.52 | 1 | 697988552524 | 69798855252
BFV722 | 79 | 7913 - KE-830 | 7913KE830 | 2 1/2 | SLEEVE,EPDM 2 1/2" | 280.03 | 0.48 | 1 | 697988552531 | 69798855253
BFV722 | 79 | 7913 - KH-830 | 7913KH830 | 2 1/2 | SLEEVE,HYPALON 2 1/2" | 193.89 | 0.51 | 1 | 697988552555 | 69798855255
BFV722 | 79 | 7913 - KN-830 | 7913KN830 | 2 1/2 | SLEEVE,BLACK NEOPRENE,FOOD GRADE 2 1/2" | 193.89 | 0.51 | 1 | 697988552562 | 69798855256
BFV722 | 79 | 7913 - KP-830 | 7913KP830 | 2 1/2 | SLEEVE,WHITE NEOPRENE,FOOD GRADE 2 1/2" | 206.79 | 0.51 | 1 | 697988552579 | 69798855257
BFV722 | 79 | 7913 - KT-830 | 7913KT830 | 2 1/2 | SLEEVE,TEFLON 2 1/2" | 1632.71 | 0.62 | 25 | 697988552586 | 69798855258
BFV722 | 79 | 7913 - KV-830 | 7913KV830 | 2 1/2 | SLEEVE,VITON 2 1/2" | 521.19 | 0.7 | 4 | 697988552593 | 69798855259
BFV722 | 79 | 7913 - LB-830 | 7913LB830 | 3 | SLEEVE,BUNA 3" | 262.79 | 0.58 | 1 | 697988552609 | 69798855260
BFV722 | 79 | 7913 - LE-830 | 7913LE830 | 3 | SLEEVE,EPDM 3" | 262.79 | 0.64 | 1 | 697988552616 | 69798855261
BFV722 | 79 | 7913 - LH-830 | 7913LH830 | 3 | SLEEVE,HYPALON 3" | 193.89 | 0.7 | 1 | 697988552630 | 69798855263
BFV722 | 79 | 7913 - LN-830 | 7913LN830 | 3 | SLEEVE,BLACK NEOPRENE,FOOD GRADE 3" | 193.89 | 0.74 | 1 | 697988552647 | 69798855264
BFV722 | 79 | 7913 - LP-830 | 7913LP830 | 3 | SLEEVE,WHITE NEOPRENE,FOOD GRADE 3" | 206.79 | 0.74 | 1 | 697988552654 | 69798855265
BFV722 | 79 | 7913 - LT-830 | 7913LT830 | 3 | SLEEVE,TEFLON 3" | 1684.34 | 0.7 | 25 | 697988552661 | 69798855266
BFV722 | 79 | 7913 - LV-830 | 7913LV830 | 3 | SLEEVE,VITON 3" | 521.19 | 0.78 | 50 | 697988552678 | 69798855267
BFV722 | 79 | 7913 - NB-830 | 7913NB830 | 4 | SLEEVE,BUNA 4" | 284.31 | 0.88 | 1 | 697988552685 | 69798855268
BFV722 | 79 | 7913 - NE-830 | 7913NE830 | 4 | SLEEVE,EPDM 4" | 284.31 | 0.96 | 48 | 697988552692 | 69798855269
BFV722 | 79 | 7913 - NH-830 | 7913NH830 | 4 | SLEEVE,HYPALON 4" | 193.89 | 1.08 | 1 | 697988552715 | 69798855271
BFV722 | 79 | 7913 - NN-830 | 7913NN830 | 4 | SLEEVE,BLACK NEOPRENE,FOOD GRADE 4" | 193.89 | 1.08 | 1 | 697988552722 | 69798855272
BFV722 | 79 | 7913 - NP-830 | 7913NP830 | 4 | SLEEVE,WHITE NEOPRENE,FOOD GRADE 4" | 206.79 | 1.02 | 1 | 697988552739 | 69798855273
BFV722 | 79 | 7913 - NT-830 | 7913NT830 | 4 | SLEEVE,TEFLON 4" | 1947.11 | 1.04 | 50 | 697988552746 | 69798855274
BFV722 | 79 | 7913 - NV-830 | 7913NV830 | 4 | SLEEVE,VITON 4" | 628.96 | 1.18 | 50 | 697988552753 | 69798855275
BFV722 | 79 | 7913 - RB-830 | 7913RB830 | 5 | SLEEVE,BUNA 5" | 348.93 | 1.438 | 1 | 697988552760 | 69798855276
BFV722 | 79 | 7913 - RE-830 | 7913RE830 | 5 | SLEEVE,EPDM 5" | 348.93 | 1.438 | 1 | 697988552777 | 69798855277
BFV722 | 79 | 7913 - RH-830 | 7913RH830 | 5 | SLEEVE,HYPALON 5" | 262.79 | 1 | 1 | 697988552791 | 69798855279
BFV722 | 79 | 7913 - RV-830 | 7913RV830 | 5 | SLEEVE,VITON 5" | 917.59 | 1.94 | 10 | 697988552807 | 69798855280
BFV722 | 79 | 7913 - SB-830 | 7913SB830 | 6 | SLEEVE,BUNA-N 6" | 323.09 | 1.5 | 1 | 697988552814 | 69798855281
BFV722 | 79 | 7913 - SE-830 | 7913SE830 | 6 | SLEEVE,EPDM | 323.09 | 1.5 | 1 | 697988552821 | 69798855282
BFV722 | 79 | 7913 - SH-830 | 7913SH830 | 6 | SLEEVE,HYPALON 6" | 258.43 | 1.5 | 1 | 697988552845 | 69798855284
BFV722 | 79 | 7913 - SN-830 | 7913SN830 | 6 | SLEEVE,BLACK NEOPRENE,FOOD GRADE 6" | 258.43 | 2.04 | 1 | 697988552852 | 69798855285
BFV722 | 79 | 7913 - SP-830 | 7913SP830 | 6 | SLEEVE,WHITE NEOPRENE,FOOD GRADE 6" | 310.19 | 2.04 | 1 | 697988552869 | 69798855286
BFV722 | 79 | 7913 - ST-830 | 7913ST830 | 6 | SLEEVE,TEFLON 6" | 2588.96 | 1.94 | 50 | 697988552876 | 69798855287
BFV722 | 79 | 7913 - SV-830 | 7913SV830 | 6 | SLEEVE,VITON 6" | 939.1 | 1.75 | 48 | 697988552883 | 69798855288
BFV722 | 79 | 7913 - UB-830 | 7913UB830 | 8 | SLEEVE,BUNA 8" | 568.63 | 2.313 | 1 | 697988552890 | 69798855289
BFV722 | 79 | 7913 - UE-830 | 7913UE830 | 8 | SLEEVE,EPDM 8" | 568.63 | 2.313 | 3 | 697988552906 | 69798855290
BFV722 | 79 | 7913 - UH-830 | 7913UH830 | 8 | SLEEVE,HYPALON 8" | 542.81 | 2.78 | 3 | 697988552920 | 69798855292
BFV722 | 79 | 7913 - UN-830 | 7913UN830 | 8 | SLEEVE,BLACK NEOPRENE,FOOD GRADE 8" | 542.81 | 2.15 | 24 | 697988552937 | 69798855293
BFV722 | 79 | 7913 - UP-830 | 7913UP830 | 8 | SLEEVE,WHITE NEOPRENE,FOOD GRADE 8" | 594.45 | 2.15 | 1 | 697988552944 | 69798855294
BFV722 | 79 | 7913 - UT-830 | 7913UT830 | 8 | SLEEVE,TEFLON 8" | 3812.38 | 2.15 | 25 | 697988552951 | 69798855295
BFV722 | 79 | 7913 - UV-830 | 7913UV830 | 8 | SLEEVE VITON 8" | 1641.27 | 2.313 | 24 | 697988552968 | 69798855296
BFV722 | 79 | 7913 - WB-830 | 7913WB830 | 10 | SLEEVE,BUNA 10" | 650.49 | 3.5 | 1 | 697988552975 | 69798855297
BFV722 | 79 | 7913 - WE-830 | 7913WE830 | 10 | SLEEVE,EPDM 10" | 650.49 | 3.963 | 14 | 697988552982 | 69798855298
BFV722 | 79 | 7913 - WH-830 | 7913WH830 | 10 | SLEEVE,HYPALON 10" | 603.09 | 3.81 | 1 | 697988553002 | 69798855300
BFV722 | 79 | 7913 - WN-830 | 7913WN830 | 10 | SLEEVE,BLACK NEOPRENE,FOOD GRADE 10" | 603.09 | 4.38 | 1 | 697988553019 | 69798855301
BFV722 | 79 | 7913 - WP-830 | 7913WP830 | 10 | SLEEVE,WHITE NEOPRENE,FOOD GRADE 10" | 676.32 | 3.81 | 1 | 697988553026 | 69798855302
BFV722 | 79 | 7913 - WT-830 | 7913WT830 | 10 | SLEEVE,TEFLON 10" | 4437.01 | 4.38 | 25 | 697988553033 | 69798855303
BFV722 | 79 | 7913 - WV-830 | 7913WV830 | 10 | SLEEVE,VITON 10" | 1912.67 | 4.8 | 1 | 697988553040 | 69798855304
BFV722 | 79 | 7913 -WJB-830 | 7913WJB830 | 12 | SLEEVE,BUNA 12" | 814.15 | 4.688 | 1 | 697988553057 | 69798855305
BFV722 | 79 | 7913 -WJE-830 | 7913WJE830 | 12 | SLEEVE,EPDM 12" | 814.15 | 5.22 | 1 | 697988553064 | 69798855306
BFV722 | 79 | 7913 -WJH-830 | 7913WJH830 | 12 | SLEEVE,HYPALON 12" | 930.48 | 4.69 | 1 | 697988553088 | 69798855308
BFV722 | 79 | 7913 -WJN-830 | 7913WJN830 | 12 | SLEEVE,BLACK NEOPRENE,FOOD GRADE 12" | 930.48 | 5.78 | 1 | 697988553095 | 69798855309
BFV722 | 79 | 7913 -WJP-830 | 7913WJP830 | 12 | SLEEVE,WHITE NEOPRENE,FOOD GRADE 12" | 986.47 | 4.69 | 1 | 697988553101 | 69798855310
BFV722 | 79 | 7913 -WJT-830 | 7913WJT830 | 12 | SLEEVE,TEFLON 12" | 5837.07 | 5.56 | 25 | 697988553118 | 69798855311
BFV722 | 79 | 7913 -WJV-830 | 7913WJV830 | 12 | SLEEVE,VITON 12" | 2377.93 | 6.32 | 8 | 697988553125 | 69798855312
BFV722 | 79 | 7923 - JB-830 | 7923JB830 | 2 | SLEEVE,BUNA,WUXI 2" | 258.43 | 0.23 | 1 | 697988558496 | 69798855849
BFV722 | 79 | 7923 - JE-830 | 7923JE830 | 2 | SLEEVE,EPDM,WUXI 2" | 258.43 | 0.23 | 1 | 697988558502 | 69798855850
BFV722 | 79 | 7923 - KB-830 | 7923KB830 | 2 1/2 | SLEEVE,BUNA,WUXI 2 1/2" | 280.03 | 0.54 | 1 | 697988558519 | 69798855851
BFV722 | 79 | 7923 - KE-830 | 7923KE830 | 2 1/2 | SLEEVE,EPDM,WUXI 2 1/2" | 280.03 | 0.52 | 1 | 697988558526 | 69798855852
BFV722 | 79 | 7923 - LB-830 | 7923LB830 | 3 | SLEEVE,BUNA,WUXI 3" | 262.78 | 0.64 | 1 | 697988558533 | 69798855853
BFV722 | 79 | 7923 - LE-830 | 7923LE830 | 3 | SLEEVE,EPDM,WUXI 3" | 262.78 | 0.6 | 1 | 697988558540 | 69798855854
BFV722 | 79 | 7923 - NB-830 | 7923NB830 | 4 | SLEEVE,BUNA,WUXI 4" | 284.31 | 0.94 | 1 | 697988558557 | 69798855855
BFV722 | 79 | 7923 - NE-830 | 7923NE830 | 4 | SLEEVE,EPDM,WUXI 4" | 284.31 | 0.9 | 1 | 697988558564 | 69798855856
BFV722 | 79 | 7923 - RB-830 | 7923RB830 | 5 | SLEEVE,BUNA,WUXI 5" | 348.93 | 2.31 | 1 | 697988558571 | 69798855857
BFV722 | 79 | 7923 - RE-830 | 7923RE830 | 5 | SLEEVE,EPDM,WUXI 5" | 348.93 | 2.31 | 1 | 697988558588 | 69798855858
BFV722 | 79 | 7923 - SB-830 | 7923SB830 | 6 | SLEEVE,BUNA,WUXI 6" | 323.09 | 2.31 | 1 | 697988558595 | 69798855859
BFV722 | 79 | 7923 - SE-830 | 7923SE830 | 6 | SLEEVE,EPDM,WUXI 6" | 323.09 | 2.31 | 1 | 697988558601 | 69798855860
BFV722 | 79 | 7923 - UB-830 | 7923UB830 | 8 | SLEEVE,BUNA,WUXI 8" | 568.63 | 2.31 | 1 | 697988558618 | 69798855861
BFV722 | 79 | 7923 - UE-830 | 7923UE830 | 8 | SLEEVE,EPDM,WUXI 8" | 568.63 | 2.48 | 1 | 697988558625 | 69798855862
BFV722 | 79 | 7923 - WB-830 | 7923WB830 | 10 | SLEEVE,BUNA,WUXI 10" | 650.49 | 3.92 | 1 | 697988558632 | 69798855863
BFV722 | 79 | 7923 - WE-830 | 7923WE830 | 10 | SLEEVE,EPDM,WUXI 10" | 650.49 | 3.88 | 1 | 697988558649 | 69798855864
BFV722 | 79 | 7923 -WJB-830 | 7923WJB830 | 12 | SLEEVE,BUNA,WUXI 12" | 814.15 | 5.2 | 1 | 697988558656 | 69798855865
BFV722 | 79 | 7923 -WJE-830 | 7923WJE830 | 12 | SLEEVE,EPDM,WUXI 12" | 814.15 | 5.18 | 1 | 697988558663 | 69798855866
BFV722 | 79 | 8115 -65N -20 | 811565N20 |  | GEAR OPT(18/20),CAST IRON | 2205.57 | 53.4 | 1 | 697988682443 | 69798868244
BFV722 | 79 | 84016- LL-940 | 84016LL940 |  | LEVER HANDLE LOCKING 2" - 3" | 77.11 | 1.5 | 1 | 697988553163 | 69798855316
BFV722 | 79 | 84016- RL-940 | 84016RL940 |  | LEVER HANDLE LOCKING 4" - 5" | 100.15 | 1.945 | 1 | 697988553170 | 69798855317
BFV722 | 79 | 84016- SL-940 | 84016SL940 |  | LEVER HANDLE LOCKING 6" | 104.26 | 1.9 | 1 | 697988553187 | 69798855318
BFV722 | 79 | 84016- UL-940 | 84016UL940 |  | LEVER HANDLE LOCKING 8" | 122.76 | 4.1 | 1 | 697988553194 | 69798855319
BFV722 | 79 | 84016-LFA-940 | 84016LFA940 |  | LEVER HANDLE EPOXY 2" - 3" | 122.76 | 1 | 1 | 697988553217 | 69798855321
BFV722 | 79 | 84016-RFA-940 | 84016RFA940 |  | LEVER HANDLE EPOXY 4" - 5" | 154.23 | 1.8 | 1 | 697988553224 | 69798855322
BFV722 | 79 | 84016-SFA-940 | 84016SFA940 |  | LEVER HANDLE EPOXY 6" | 167.74 | 1.86 | 1 | 697988553231 | 69798855323
BFV722 | 79 | 84016-UFA-940 | 84016UFA940 |  | LEVER HANDLE EPOXY 8" | 181.3 | 4.58 | 1 | 697988553248 | 69798855324
BFV722 | 79 | 84016-WFA-940 | 84016WFA940 |  | LEVER HANDLE LOCKING 10" - 12" | 181.3 | 5.14 | 1 | 697988553255 | 69798855325
BFV722 | 79 | 84016-WJL-940 | 84016WJL940 |  | LEVER HANDLE LOCKING 10" - 12" | 122.76 | 4.38 | 1 | 697988553262 | 69798855326
BFV722 | 21 | 84648- F -940 | 84648F940 |  | OVAL HANDLE BUTTERBALL 1/4" - 1" | 25.17 | 0.084 | 1 | 697988553279 | 69798855327
BFV722 | 21 | 84648- J -940 | 84648J940 |  | OVAL HANDLE BUTTERBALL 1 1/4" - 2" | 38.39 | 0.131 | 1 | 697988553286 | 69798855328
BFV722 | 79 | 86110-24N-950 | 8611024N950 |  | MEMORY STOP CONVERSION KIT (2-3) | 245.55 | 0.7 | 1 | 697988651463 | 69798865146
BFV722 | 79 | 86110-24N2-950 | 8611024N2950 |  | MEMORY STOP CONVERSION KIT(4-5) | 245.55 | 0.7 | 1 | 697988651470 | 69798865147
BFV722 | 79 | 86110-24N3-950 | 8611024N3950 |  | MEMORY STOP CONVERSION KIT (6) | 245.55 | 0.7 | 1 | 697988651487 | 69798865148
BFV722 | 79 | 86110-30N-950 | 8611030N950 |  | MEMORY STOP CONVERSION KIT (8) | 327.34 | 1.42 | 1 | 697988651494 | 69798865149
BFV722 | 79 | 86110-30N2-950 | 8611030N2950 |  | MEMORY STOP CONVERSION KIT (10-12) | 327.34 | 1.4 | 1 | 697988651500 | 69798865150
BFV722 | 79 | 86110-48N-950 | 8611048N950 |  | MEMORY STOP CONVERSION KIT (14-16) | 409.22 | 4.42 | 1 | 697988651517 | 69798865151
BFV722 | 79 | 86110-65N-950 | 8611065N950 |  | MEMORY STOP CONVERSION KIT (18-24) | 854.53 | 4.72 | 1 | 697988651524 | 69798865152
BFV722 | 21 | 8619 - F -940 | 8619F940 |  | STEM EXTENSION 1 1/4" FOR BUTTERBALL 1/4" - 1" | 22.04 | 0.12 | 10 | 697988553323 | 69798855332
BFV722 | 21 | 8619 - G -940 | 8619G940 |  | STEM EXTENSION 1 1/4" FOR BUTTERBALL 1 1/4" - 2" | 25.17 | 0.115 | 10 | 697988553330 | 69798855333
BFV722 | 21 | 8620 - F -940 | 8620F940 |  | STEM EXTENSION 2 1/4" FOR BUTTERBALL 1/4" - 1" | 27.49 | 0.1 | 10 | 697988553347 | 69798855334
BFV722 | 21 | 8620 - G -940 | 8620G940 |  | STEM EXTENSION 2 1/4" FOR BUTTERBALL 1 1/4" - 2" | 37.03 | 0.145 | 10 | 697988553354 | 69798855335
BFV722 | 79 | 8661 - J -940 | 8661J940 |  | MEM STOP KIT 2-6 INCH, M-SERIES & C-SERIES BUTTERFLY VALVE | 17.01 | 0.22 | 1 | 697988720541 | 69798872054
BFV722 | 79 | 8661 - U -940 | 8661U940 |  | MEM STOP KIT 8-12 INCH, M-SERIES & C-SERIES BUTTERFLY VALVE | 18.14 | 0.5 | 1 | 697988720558 | 69798872055
BFV722 | 79 | 8687 - LC-940 | 8687LC940 |  | LEVER HANDLE KIT 10 POSITION 2" - 3" | 99.74 | 2.3 | 1 | 697988553378 | 69798855337
BFV722 | 79 | 8687 - RC-940 | 8687RC940 |  | LEVER HANDLE KIT 10 POSITION 4" - 5" | 131.59 | 2.542 | 1 | 697988553385 | 69798855338
BFV722 | 79 | 8687 - SC-940 | 8687SC940 |  | LEVER HANDLE KIT 10 POSITION 6" | 136.13 | 2.56 | 1 | 697988553392 | 69798855339
BFV722 | 79 | 8687 - UC-940 | 8687UC940 |  | LEVER HANDLE KIT 10 POSITION 8" | 158.72 | 4.54 | 1 | 697988553408 | 69798855340
BFV722 | 79 | 8687 - WC-940 | 8687WC940 |  | LEVER HANDLE KIT 10 POSITION 10" - 12" | 163.32 | 4.636 | 1 | 697988553415 | 69798855341
BFV722 | 79 | 8687 -LSC-940 | 8687LSC940 |  | LEVER HANDLE EPOXY SS PLATE 2" - 3" | 199.69 | 2.04 | 1 | 697988553422 | 69798855342
BFV722 | 79 | 8687 -RSC-940 | 8687RSC940 |  | LEVER HANDLE EPOXY SS PLATE 4" - 5" | 240.38 | 2.3 | 1 | 697988553439 | 69798855343
BFV722 | 79 | 8687 -SSC-940 | 8687SSC940 |  | LEVER HANDLE EPOXY SS PLATE 6" | 249.47 | 2.25 | 1 | 697988553446 | 69798855344
BFV722 | 79 | 8687 -USC-940 | 8687USC940 |  | LEVER HANDLE EPOXY SS PLATE 8" | 309.09 | 4.25 | 1 | 697988553453 | 69798855345
BFV722 | 79 | 8687 -WSC-940 | 8687WSC940 |  | LEVER HANDLE EPOXY SS PLATE 10" - 12" | 331.05 | 4.25 | 1 | 697988553460 | 69798855346